## Grand Summary (hidden)
Azim Premji Foundation
Bill of Quantities - All Works Grand Summary | [6 empty] | BUA
School, District Institute and Guesthouse | [7 empty] | Sft
S.No. | Description | AMOUNT |  |  |  |  | Cost/Sft | Cost/Sft with GST New | Cost/Sft with GST 03/07/23 | Diff
|  | APET | APFD | Total | GST | Total With GST
1 | Civil Works
2 | PHE
3 | Electrical | #REF! | #REF!
4 | Fire
5 | ELV | #REF! | #REF!
6 | HVAC | 995769.92 | 5977287.64
| TOTAL AMOUNT | #REF! | #REF! | 0 | 0 | 0 | 0 | 0 | 0 | 0

## Sheet2 (hidden)
GH OHT
FC3 | 2 | 0.6 | 0.2 | 0.6 | 0.144
FC2 | 1 | 0.6 | 0.2 | 0.6 | 0.072
0
0
GB1&2 | 2 | 4.8 | 0.2 | 0.6 | 1.152
GB 3&4 | 2 | 2.82 | 0.2 | 0.6 | 0.6768
0
0
OHT |  |  |  |  | 0
Wall | 2 | 4.8 | 0.2 | 1.75 | 3.36
| 4 | 2.82 | 0.2 | 1.75 | 3.948
Bottom Slab | 1 | 5.2 | 3.32 | 0.2 | 3.4528
Top Slab | 1 | 4.181 | 6.16 | 0.2 | 5.151
0
0
0
Concrete blocks Plinth Beam
Concrete Pier
| 80 | 0.4 | 0.4 | 0.1 | 1.28
| 15 | 0.8 | 0.4 | 0.1 | 0.48
GF
4" Blockwork Toilet Area
| 7 | 3.046 | 3.45
| 1 | 3.088 | 0.9
| 1 | 3.1 | 0.9
| 1 | 3.1 | 0.9
| 1 | 3.1 | 0.9
ELV & ELE shaft | 1 | 0.6 | 3
| 1 | 1.25 | 3
Deduct D305 | -2 | 0.52 | 1.5
6" Block | 7 | 1.712 | 3.45
| 7 | 1.685 | 3.45
Deduct D302 | -7 | 0.75 | 2.1
Drinking Water | 1 | 1.5 | 3.45
FF
4" Blockwork Toilet Area
| 7 | 3.046 | 3.45
Elv &Ele Shaft | 1 | 1.25 | 3
| 1 | 0.6 | 3
6" Block | 7 | 1.712 | 3.45
| 7 | 1.685 | 3.45
Deduct D302 | -7 | 0.75 | 2.1
Drinking Water | 1 | 1.5 | 3.45
SF
4" Blockwork Toilet Area
Toilet | 7 | 3.046 | 3.45
Toilet | 4 | 1.5 | 3.45
Elv &Ele Shaft | 1 | 1.25 | 3
| 1 | 0.6 | 3
6" Block | 7 | 1.712 | 3.45
| 7 | 1.685 | 3.45
Deduct D302 | -7 | 0.75 | 2.1
Drinking Water | 1 | 1.5 | 3.45
TF
4" Blockwork Toilet Area
Toilet | 7 | 3.046 | 3.45
Elv &Ele Shaft | 1 | 1.25 | 3
| 1 | 0.6 | 3
6" Block | 7 | 1.712 | 3.45
| 7 | 1.685 | 3.45
Deduct D302 | -7 | 0.75 | 2.1
Drinking Water | 1 | 1.5 | 3.45
FF
Parapet wall
1200mm height
Lobby Double ht area | 1 | 3.398 | 1.2
| 1 | 1.754 | 1.2
| 1 | 4.67 | 1.2
| 1 | 3.098 | 1.2
Passage | 2 | 0.843 | 1.2
| 2 | 5.8 | 1.2
| 2 | 0.693 | 1.2
Staicase side Parapet wall | 1 | 1.972 | 1.2
| 1 | 1.4 | 1.2
Below railing
Railing Passage area | 4 | 1.25 | 0.165
| 1 | 2.672 | 0.165
SF
SF Parapet
Recretion Room | 1 | 4.424 | 1.075
| 1 | 13.59 | 1.075
Passage | 2 | 0.843 | 1.2
| 2 | 5.8 | 1.2
| 2 | 0.693 | 1.2
Staicase side Parapet wall | 1 | 1.545 | 1.2
| 1 | 2.122 | 1.2
Below railing
Railing Passage area | 4 | 1.25 | 0.165
| 1 | 2.672 | 0.165
TF
Parapet wall | 1 | 1.5 | 1.2
Passage | 2 | 8.686 | 1.2
| 1 | 36.245 | 1.075
Shaft | 4 | 1.9 | 1.025
| 4 | 2.9 | 1.025
Deduct W320 | -2 | 2.9 | 0.86
Skylight | 2 | 1.944 | 1.025
| 2 | 1.5 | 1.025
Terrace Floor
Parapet | 1 | 97.829 | 1.075
Plumbing Shaft
Shaft 1 | 2 | 2.85 | 1.025
| 2 | 1.924 | 1.025
Skylight | 2 | 1.944 | 1.025
| 2 | 1.699 | 1.025
Shaft 2 | 2 | 3.249 | 1.025
| 2 | 1.538 | 1.025
Skylight | 2 | 1.944 | 1.025
| 2 | 1.699 | 1.025
Shaft 3 | 2 | 3.249 | 1.025
| 2 | 1.538 | 1.025
Skylight | 2 | 1.944 | 1.025
| 2 | 1.699 | 1.025
Shaft 4 | 2 | 3.249 | 1.025
| 2 | 1.538 | 1.025
Elv &Ele Shaft | 1 | 1.25 | 1.025
| 1 | 0.9 | 1.025
Lift & Fire Shaft | 1 | 3.32 | 1.025
| 1 | 1.9 | 1.025
| 1 | 1.311 | 1.025
| 1 | 1.399 | 1.025
Staircase Headroom
| 1 | 2.07 |  | 2.15
| 1 | 4.138 |  | 2.15
| 1 | 4.291 |  | 2.15
Deduct W322 | -1 | 0.6 |  | 1.29
| 1 | 2.5 |  | 2.15
| 1 | 8.679 |  | 2.15
Above staircase Room | 1 | 3.163 |  | 0.38
| 1 | 5.189 |  | 0.38
| 1 | 3.286 |  | 0.38
| 1 | 2.63 |  | 0.38
Lintel
Guest Room
LB1 | 7 | 0.75
| 7 | 0.865
| 7 | 1.075
| 7 | 0.733
| 7 | 0.713
| 7 | 0.9
LB101 | 14 | 1
| 1 | 0.75
| 1 | 0.988
| 1 | 0.9
| 1 | 0.9
Fire | 1 | 1.2
Staircase | 1 | 1.7
Store room | 1 | 1.05
Entrance | 1 | 2.7
Guest Room LB2 | 2 | 1.457
| 3 | 2.715
| 1 | 1.3
| 4 | 1.1
| 2 | 1.7
| 1 | 2.4
| 1 | 1.2
| 1 | 1.4
| 3 | 1
| 1 | 1.436
| 1 | 1.7
First Floor
| 1 | 0.75
| 7 | 0.864
| 7 | 1.075
| 7 | 0.733
| 7 | 0.714
| 14 | 1
| 7 | 0.9
| 1 | 0.988
| 2 | 1.05
LB3 | 1 | 1.9
LB1A | 1 | 1.451
LB3 | 1 | 1.7
LB6 | 1 | 2.75
LB1 | 1 | 1.2
LB3 | 1 | 1.7
| 4 | 0.95
| 2 | 0.9
| 4 | 1.1
| 4 | 1.05
LB2 | 2 | 1.158
| 6 | 1.208
| 1 | 3.05
Second Floor
| 1 | 0.75
| 7 | 0.657
| 7 | 1.282
| 7 | 0.733
| 7 | 0.714
| 14 | 1
| 7 | 0.9
| 3 | 0.9
| 1 | 0.988
| 2 | 1.05
LB3 | 1 | 1.9
LB1A | 1 | 1.451
| 1 | 3.05
| 4 | 0.987
Fire | 1 | 1.2
Staircase | 1 | 1.7
Third Floor
| 1 | 0.75
| 7 | 0.657
| 7 | 1.282
| 7 | 0.733
| 7 | 0.714
| 14 | 1
| 7 | 0.9
| 1 | 0.988
Fire | 1 | 1.2
Staircase | 1 | 1.7
LB3 | 1 | 1.7
LB1A | 1 | 1.65
LB1 | 2 | 1.05
| 1 | 3.05
Chajja Detail
GF,FF,SF,TF
Chajja 304A | 1 | 0.75 | 0.45
Guest room 1 &Guets 7 | 2 | 0.941
Guest 1 & 2 to Guest 6&7 | 6 | 1.67
Jaali GF&FF | 2 | 2.648 | 3
SF | 1 | 20.66 | 3
| 2 | 1.529 | 3
Staircase Jaali | 3 | 3.05 | 3
| 1 | 3.05 | 1.2
Slab -GF | 1 | 629.73 |  | 0.15
Deuctions
PHE Shaft 01 | -1 | 4.119 |  | 0.15
PHE Shaft 02 | -1 | 2.62 |  | 0.15
PHE Shaft 03 | -1 | 3.717 |  | 0.15
PHE Shaft 04 | -1 | 2.56 |  | 0.15
PHE Shaft 05 | -1 | 4.3 |  | 0.15
PHE Shaft 06 | -1 | 2.5 |  | 0.15
PHE Shaft 07 | -1 | 4.158 |  | 0.15
Lift & fire Shaft | -1 | 3.24 |  | 0.15
| -1 | 2.016 |  | 0.15
Staircase | -1 | 23.31 |  | 0.15
PHE Shaft 08 | -1 | 4.361 |  | 0.15
PHE Shaft 09 | -1 | 4.35 |  | 0.15
Staircase 09 | -1 | 16.37 |  | 0.15
Passage cutouts | -2 | 10.357 |  | 0.15
200mm Thick Slab | 4 | 2.8 | 0.6 | 0.2
Tapered Beams | 4 | 3.164 | 4.087 |  | 51.7251
Slab -FF | 1 | 632.028 |  | 0.15
Deuctions
PHE Shaft 01 | -1 | 3.984 |  | 0.15
PHE Shaft 02 | -1 | 2.549 |  | 0.15
PHE Shaft 03 | -1 | 3.717 |  | 0.15
PHE Shaft 04 | -1 | 2.56 |  | 0.15
PHE Shaft 05 | -1 | 4.3 |  | 0.15
PHE Shaft 06 | -1 | 2.5 |  | 0.15
PHE Shaft 07 | -1 | 4.158 |  | 0.15
Lift & fire Shaft | -1 | 3.24 |  | 0.15
| -1 | 2.016 |  | 0.15
Staircase | -1 | 23.31 |  | 0.15
PHE Shaft 08 | -1 | 4.361 |  | 0.15
PHE Shaft 09 | -1 | 4.35 |  | 0.15
Staircase 09 | -1 | 16.37 |  | 0.15
Passage cutouts | -2 | 12.29 |  | 0.15
Elevation wall Cutouts | -4 | 4.765 | 1.53 | 0.15
200mm Thick Slab | 1 | 40.696 | 0.6 | 0.2
Slab -FF | 1 | 638.106 |  | 0.15
Deuctions
PHE Shaft 01 | -1 | 3.984 |  | 0.15
PHE Shaft 02 | -1 | 2.549 |  | 0.15
PHE Shaft 03 | -1 | 3.717 |  | 0.15
PHE Shaft 04 | -1 | 2.56 |  | 0.15
PHE Shaft 05 | -1 | 4.3 |  | 0.15
PHE Shaft 06 | -1 | 2.5 |  | 0.15
PHE Shaft 07 | -1 | 4.158 |  | 0.15
Lift & fire Shaft | -1 | 3.24 |  | 0.15
| -1 | 2.016 |  | 0.15
Staircase | -1 | 23.31 |  | 0.15
PHE Shaft 08 | -1 | 4.361 |  | 0.15
PHE Shaft 09 | -1 | 4.35 |  | 0.15
Staircase 09 | -1 | 16.37 |  | 0.15
Passage cutouts | -2 | 12.29 |  | 0.15
Elevation wall Cutouts | -4 | 4.765 | 1.53 | 0.15
Slab -TF | 1 | 510.629 |  | 0.15
Deuctions
PHE Shaft 01 | -1 | 3.984 |  | 0.15
PHE Shaft 02 | -1 | 2.549 |  | 0.15
PHE Shaft 03 | -1 | 3.717 |  | 0.15
PHE Shaft 04 | -1 | 2.56 |  | 0.15
PHE Shaft 05 | -1 | 4.3 |  | 0.15
PHE Shaft 06 | -1 | 2.5 |  | 0.15
PHE Shaft 07 | -1 | 4.158 |  | 0.15
Lift & fire Shaft | -1 | 3.24 |  | 0.15
| -1 | 2.016 |  | 0.15
Staircase | -1 | 23.31 |  | 0.15
Slab -Fourth Floor | 1 | 50.92 |  | 0.15
FC3 | 2 | 0.6 | 0.2 | 0.6
FC2 | 1 | 0.6 | 0.2 | 0.6
GB1&2 | 2 | 4.8 | 0.2 | 0.6
GB 3&4 | 2 | 2.82 | 0.2 | 0.6
OHT
Wall | 2 | 4.8 | 0.2 | 1.75
| 4 | 2.82 | 0.2 | 1.75
Bottom Slab | 1 | 5.2 | 3.32 | 0.2
Top Slab | 1 | 4.181 | 6.16 | 0.2
DI
GF | 1 | 713.457 |  | 0.15
| -2 | 0.343 |  | 0.15
| -1 | 0.72 |  | 0.15
| -2 | 2.25 |  | 0.15
| -1 | 2.035 |  | 0.15
| -1 | 15.83 |  | 0.15
| -1 | 9.152 |  | 0.15
| -1 | 26.526 |  | 0.15
| -1 | 19.789 |  | 0.15
FF | 1 | 824.913 |  | 0.15
| -2 | 0.343 |  | 0.15
| -1 | 0.72 |  | 0.15
| -1 | 2.0355 |  | 0.15
Below SSM Foundation
For Attached Toilet walls | 1 | 5.784 | 0.9 | 0.15 | 0.78084
| 1 | 5.584 | 0.9 | 0.15 | 0.75384
| 1 | 7.508 | 0.9 | 0.15 | 1.0136
| 1 | 7.12 | 0.9 | 0.15 | 0.9612
| 1 | 18.215 | 0.9 | 0.15 | 2.459
| 1 | 5.221 | 0.9 | 0.15 | 0.70483
| 1 | 7.654 | 0.9 | 0.15 | 1.0333
7.7066
School Block
Parapet | 1 |  | 97.829 |  | 1.075 | 105.1662
Doding
Upto GF
S-C1 | 1 |  | 2.1 | 0.75 | 2.45 | 3.8588
S-C2 | 1 |  | 2.7 | 1.05 | 2.45 | 6.9458
S-C3 | 1 |  | 1.8 | 0.6 | 1.625 | 1.755
S-C4 | 1 |  | 1.8 | 0.6 | 1.625 | 1.755
S-C5 | 1 |  | 1.8 | 0.6 | 2.45 | 2.646
S-C6 | 1 |  | 1.8 | 0.6 | 2.225 | 2.403
S-C7 | 1 |  | 1.8 | 0.6 | 2.225 | 2.403
S-C8 | 1 |  | 1.8 | 0.6 | 2.225 | 2.403
S-C9 | 1 |  | 1.8 | 0.6 | 1.625 | 1.755
S-C10 | 1 |  | 1.8 | 0.6 | 2.45 | 2.646
S-C11 | 1 |  | 1.8 | 0.6 | 2.45 | 2.646
S-C12 | 1 |  | 1.8 | 0.6 | 2.45 | 2.646
S-C13 | 1 |  | 1.8 | 0.6 | 2.45 | 2.646
S-C14 | 1 |  | 1.8 | 0.6 | 2.45 | 2.646
S-C15 | 1 |  | 2.7 | 1.05 | 1.625 | 4.6069
S-C16 | 1 |  | 2.7 | 1.05 | 1.625 | 4.6069
S-C17 | 1 |  | 1.8 | 0.6 | 1.625 | 1.755
S-C18 | 1 |  | 1.8 | 0.6 | 2.45 | 2.646
S-C19 | 1 |  | 1.8 | 0.6 | 1.625 | 1.755
S-C20 | 1 |  | 1.8 | 0.6 | 1.625 | 1.755
S-C21 | 1 |  | 1.8 | 0.6 | 1.625 | 1.755
S-C22 | 1 |  | 2.7 | 1.05 | 1.625 | 4.6069
S-C23 | 1 |  | 2.1 | 0.75 | 1.625 | 2.5594
S-C24 | 1 |  | 2.4 | 0.9 | 1.625 | 3.51
S-C25 | 1 |  | 2.1 | 0.75 | 2.225 | 3.5044
S-C26 | 1 |  | 1.8 | 0.6 | 2.45 | 2.646
S-C27 | 1 |  | 1.8 | 0.6 | 2.225 | 2.403
S-C28 | 1 |  | 1.8 | 0.6 | 2.225 | 2.403
S-C29 | 1 |  | 3 | 1.2 | 2.225 | 8.01
S-C30 | 1 |  | 2.4 | 0.9 | 1.625 | 3.51
S-C31 | 1 |  | 2.1 | 0.75 | 1.625 | 2.5594
S-C32 | 1 |  | 2.4 | 0.9 | 1.625 | 3.51
S-C33 | 1 |  | 2.7 | 1.05 | 1.625 | 4.6069
S-C34 | 1 |  | 1.8 | 0.6 | 2.45 | 2.646
S-C35 | 1 |  | 1.8 | 0.6 | 1.625 | 1.755
S-C36 | 1 |  | 1.8 | 0.6 | 2.225 | 2.403
S-C37 | 1 |  | 2.1 | 0.75 | 2.225 | 3.5044
S-C38 | 1 |  | 1.8 | 0.6 | 2.45 | 2.646
S-C39 | 1 |  | 1.8 | 0.6 | 2.225 | 2.403
S-C40 | 1 |  | 1.8 | 0.6 | 2.225 | 2.403
S-C41 | 1 |  | 1.8 | 0.6 | 2.45 | 2.646
S-C42 | 1 |  | 1.8 | 0.6 | 1.85 | 1.998
S-C43 | 1 |  | 2.4 | 0.9 | 1.625 | 3.51
S-C44 | 1 |  | 1.95 | 0.6 | 1.625 | 1.9012
S-C45 | 1 |  | 1.95 | 0.6 | 1.625 | 1.9012
S-C46 | 1 |  | 2.4 | 0.9 | 1.625 | 3.51
S-C47 | 1 |  | 2.1 | 0.75 | 2.225 | 3.5044
S-C48 | 1 |  | 3.142 | 0.6 | 2.45 | 4.6187
S-C49 | 1 |  | 3.142 | 0.6 | 2.225 | 4.1946
S-C50 | 1 |  | 3.142 | 0.6 | 2.225 | 4.1946
S-C51 | 1 |  | 3.142 | 0.6 | 2.45 | 4.6187
S-C52 | 1 |  | 3.142 | 0.6 | 2.225 | 4.1946
S-C53 | 1 |  | 1.8 | 0.6 | 1.625 | 1.755
S-C54 | 1 |  | 1.8 | 0.6 | 2.45 | 2.646
S-C55 | 1 |  | 1.8 | 0.6 | 2.45 | 2.646
S-C56 | 1 |  | 1.8 | 0.6 | 1.625 | 1.755
S-C57 | 1 |  | 2.4 | 0.9 | 2.45 | 5.292
S-C58 | 1 |  | 2.4 | 0.9 | 1.625 | 3.51
S-C59 | 1 |  | 1.8 | 0.6 | 2.225 | 2.403
S-C60 | 1 |  | 2.4 | 0.9 | 1.625 | 3.51
S-C61 | 1 |  | 2.4 | 0.9 | 1.625 | 3.51
S-C62 | 1 |  | 2.4 | 0.9 | 1.625 | 3.51
S-C63 | 1 |  | 2.4 | 0.9 | 1.625 | 3.51
S-C64 | 1 |  | 1.8 | 0.6 | 2.225 | 2.403
S-C65 | 1 |  | 1.8 | 0.6 | 2.45 | 2.646
S-C66 | 1 |  | 1.8 | 0.6 | 2.45 | 2.646
S-C67 | 1 |  | 1.8 | 0.6 | 2.45 | 2.646
S-C68 | 1 |  | 1.8 | 0.6 | 2.45 | 2.646
S-C69 | 1 |  | 1.8 | 0.6 | 2.45 | 2.646
S-C70 | 1 |  | 1.8 | 0.6 | 2.45 | 2.646
S-C71 | 1 |  | 2.7 | 1.05 | 2.225 | 6.3079
S-C72 | 1 |  | 2.7 | 1.05 | 2.225 | 6.3079
S-C73 | 1 |  | 3 | 1.2 | 2.225 | 8.01
S-C74 | 1 |  | 3 | 1.2 | 2.45 | 8.82
S-C75 | 1 |  | 1.8 | 0.6 | 1.625 | 1.755
S-C76 | 1 |  | 2.1 | 0.75 | 1.625 | 2.5594
S-C77 | 1 |  | 2.1 | 0.75 | 1.625 | 2.5594
S-C78 | 1 |  | 2.1 | 0.75 | 1.625 | 2.5594
S-C79 | 1 |  | 3.6 | 1.5 | 2.225 | 12.015
S-C80 | 1 |  | 3.6 | 1.5 | 2.225 | 12.015
S-C81 | 1 |  | 1.8 | 0.6 | 2.45 | 2.646
S-C81 | 1 |  | 3.142 | 0.45 | 2.45 | 3.4641
S-C82 | 1 |  | 0.3 | 0.6 | 2.225 | 0.4005
S-C83 | 1 |  | 0.3 | 0.9 | 1.625 | 0.43875
S-C84 | 1 |  | 0.3 | 1.05 | 1.625 | 0.51187
S-C85 | 1 |  | 0.3 | 1.05 | 1.625 | 0.51187
S-C86 | 1 |  | 0.3 | 1.05 | 1.625 | 0.51187
S-C87 | 1 |  | 0.3 | 1.05 | 1.625 | 0.51187
S-C88 | 1 |  | 0.3 | 1.05 | 1.625 | 0.51187
S-C89 | 1 |  | 0.3 | 0.9 | 1.625 | 0.43875
S-C90 | 1 |  | 0.3 | 1.05 | 2.45 | 0.77175
S-C91 | 1 |  | 0.3 | 0.6 | 2.45 | 0.441
S-C92 | 1 |  | 3.142 | 0.45 | 2.45 | 3.4641
S-C93 | 1 |  | 0.3 | 0.6 | 2.45 | 0.441
1
C101 | 1 |  | 3.142 | 0.6 | 2.45 | 4.6187
C102 | 1 |  | 3.142 | 0.6 | 2.45 | 4.6187
C103 | 1 |  | 3.142 | 0.6 | 2.45 | 4.6187
C104 | 1 |  | 3.142 | 0.6 | 2.45 | 4.6187
C105 | 1 |  | 3.142 | 0.6 | 2.45 | 4.6187
C106 | 1 |  | 3.142 | 0.6 | 2.45 | 4.6187
C107 | 1 |  | 3.142 | 0.6 | 2.45 | 4.6187
DC-1 | 1 |  | 0.3 | 0.6 | 2.45 | 0.441
DC-2 | 1 |  | 0.3 | 0.6 | 2.45 | 0.441
DC-3 | 1 |  | 0.3 | 0.6 | 2.45 | 0.441
DC-4 | 1 |  | 0.3 | 0.6 | 2.45 | 0.441
DC-5 | 1 |  | 0.3 | 0.6 | 2.45 | 0.441
DC-6 | 1 |  | 0.3 | 0.6 | 2.45 | 0.441
DC-7 | 1 |  | 0.3 | 0.9 | 2.225 | 0.60075
DC-8 | 1 |  | 0.3 | 1.05 | 2.45 | 0.77175
DC-9 | 1 |  | 0.3 | 1.05 | 2.45 | 0.77175
DC-10 | 2 |  | 0.3 | 0.9 | 2.225 | 1.2015
DC-11 | 1 |  | 0.3 | 0.6 | 2.45 | 0.441
DC-12 | 1 |  | 0.3 | 0.6 | 2.45 | 0.441
DC-13 | 2 |  | 0.3 | 1.05 | 2.45 | 1.5435
DC-14 | 1 |  | 3.142 | 0.3 | 2.45 | 2.3094
DC-15 | 1 |  | 3.142 | 0.3 | 2.45 | 2.3094
DC-16 | 1 |  | 3.142 | 0.3 | 2.45 | 2.3094
DC-17 | 1 |  | 3.142 | 0.3 | 2.45 | 2.3094
DC-18 | 1 |  | 0.3 | 0.9 | 2.225 | 0.60075
DC-25 | 2 |  | 0.3 | 1.05 | 2.45 | 1.5435
XDC-25 | 2 |  | 0.3 | 0.9 | 2.45 | 1.323
DC-28 | 1 |  | 0.3 | 1.05 | 2.45 | 0.77175
DC-31 | 1 |  | 0.3 | 1.05 | 1.625 | 0.51187
DC-33 | 1 |  | 0.3 | 1.05 | 1.625 | 0.51187
DC-42 | 1 |  | 0.3 | 1.05 | 2.45 | 0.77175
DC-43 | 1 |  | 0.3 | 1.05 | 1.625 | 0.51187
DC-46 | 1 |  | 0.3 | 1.05 | 2.225 | 0.70087
DC-47 | 1 |  | 0.3 | 1.05 | 1.625 | 0.51187
DC-51 | 1 |  | 0.3 | 0.9 | 2.45 | 0.6615
DC-52 | 1 |  | 0.3 | 0.9 | 2.45 | 0.6615
DC-53 | 1 |  | 0.3 | 0.9 | 2.225 | 0.60075
[6 empty] | 350.3845 | 350.3845
Upto GF
G-C1 | 1 |  | 1.8 |  | 1.85 | 3.33
G-C2 | 1 |  | 1.8 |  | 1.85 | 3.33
G-C3 | 1 |  | 1.8 |  | 1.85 | 3.33
G-C4 | 1 |  | 2.1 |  | 1.85 | 3.885
G-C5 | 1 |  | 1.8 |  | 1.85 | 3.33
G-C6 | 1 |  | 1.8 |  | 1.85 | 3.33
G-C7 | 1 |  | 1.8 |  | 1.85 | 3.33
G-C8 | 1 |  | 1.8 |  | 1.85 | 3.33
G-C9 | 1 |  | 1.8 |  | 1.85 | 3.33
G-C10 | 1 |  | 1.8 |  | 1.85 | 3.33
G-C11 | 1 |  | 1.8 |  | 1.85 | 3.33
G-C12 | 1 |  | 1.8 |  | 1.85 | 3.33
G-C13 | 1 |  | 1.8 |  | 1.85 | 3.33
G-C14 | 1 |  | 1.8 |  | 1.85 | 3.33
G-C15 | 1 |  | 1.8 |  | 2.45 | 4.41
G-C16 | 1 |  | 2.1 |  | 2.45 | 5.145
G-C17 | 1 |  | 2.1 |  | 1.625 | 3.4125
G-C18 | 1 |  | 2.1 |  | 1.625 | 3.4125
G-C19 | 1 |  | 1.8 |  | 1.625 | 2.925
G-C20 | 1 |  | 2.1 |  | 1.625 | 3.4125
G-C21 | 1 |  | 2.7 |  | 1.625 | 4.3875
G-C22 | 1 |  | 2.4 |  | 1.625 | 3.9
G-C23 | 1 |  | 1.8 |  | 2.45 | 4.41
G-C24 | 1 |  | 2.1 |  | 2.45 | 5.145
G-C25 | 1 |  | 1.8 |  | 2.45 | 4.41
G-C26 | 1 |  | 1.8 |  | 1.55 | 2.79
G-C27 | 1 |  | 1.8 |  | 1.55 | 2.79
G-C28 | 1 |  | 1.8 |  | 1.85 | 3.33
G-C29 | 1 |  | 1.8 |  | 1.85 | 3.33
G-C30 | 1 |  | 2.1 |  | 2.45 | 5.145
G-C31 | 1 |  | 1.8 |  | 2.45 | 4.41
G-C32 | 1 |  | 2.4 |  | 2.45 | 5.88
G-C33 | 1 |  | 2.1 |  | 2 | 4.2
G-C34 | 1 |  | 1.8 |  | 2 | 3.6
G-C35 | 1 |  | 1.8 |  | 2 | 3.6
G-C36 | 1 |  | 2.7 |  | 1.55 | 4.185
G-C37 | 1 |  | 1.8 |  | 1.55 | 2.79
G-C38 | 1 |  | 2.1 |  | 1.85 | 3.885
G-C39 | 1 |  | 2.1 |  | 1.85 | 3.885
G-C40 | 1 |  | 1.8 |  | 2.45 | 4.41
G-C41 | 1 |  | 2.1 |  | 2.45 | 5.145
G-C42 | 1 |  | 1.8 |  | 2 | 3.6
G-C43 | 1 |  | 2.4 |  | 2 | 4.8
G-C44 | 1 |  | 2.4 |  | 2.45 | 5.88
G-C45 | 1 |  | 2.1 |  | 2.45 | 5.145
G-C46 | 1 |  | 2.4 |  | 2.45 | 5.88
G-C47 | 1 |  | 2.1 |  | 2.45 | 5.145
G-C48 | 1 |  | 2.1 |  | 2.45 | 5.145
G-C49 | 1 |  | 2.1 |  | 2.45 | 5.145
G-C50 | 1 |  | 2.4 |  | 2.45 | 5.88
G-C51 | 1 |  | 2.4 |  | 2.45 | 5.88
G-C52 | 1 |  | 2.4 |  | 2.45 | 5.88
G-C53 | 1 |  | 3.142 |  | 2.45 | 7.6979
G-C54 | 1 |  | 2.4 |  | 2.45 | 5.88
G-C55 | 1 |  | 2.4 |  | 2.45 | 5.88
G-C56 | 1 |  | 2.4 |  | 2.45 | 5.88
G-C57 | 1 |  | 2.4 |  | 2.45 | 5.88
G-C58 | 1 |  | 2.4 |  | 2.45 | 5.88
G-C59 | 1 |  | 2.4 |  | 2.45 | 5.88
G-C60 | 1 |  | 1.8 |  | 2.45 | 4.41
G-C61 | 2 |  | 2.1 |  | 2.45 | 10.29
271.5779
Upto GF
DC-19 | 1 |  | 3.142 |  | 2.225 | 6.9909
DC-20 | 1 |  | 1.8 |  | 2.45 | 4.41
DC-21 | 1 |  | 1.8 |  | 2.45 | 4.41
DC-22 | 2 |  | 2.4 |  | 2.45 | 11.76
DC-23 | 1 |  | 2.1 |  | 2.45 | 5.145
DC-24 | 1 |  | 1.8 |  | 2.45 | 4.41
DC-26 | 1 |  | 1.8 |  | 2.45 | 4.41
DC-27 | 1 |  | 1.8 |  | 1.625 | 2.925
DC-29 | 1 |  | 2.1 |  | 1.625 | 3.4125
DC-30 | 1 |  | 2.4 |  | 1.625 | 3.9
DC-32 | 1 |  | 2.7 |  | 1.85 | 4.995
DC-34 | 1 |  | 2.7 |  | 2.225 | 6.0075
DC-35 | 1 |  | 2.7 |  | 1.625 | 4.3875
DC-36 | 1 |  | 2.4 |  | 1.625 | 3.9
DC-37 | 1 |  | 2.4 |  | 1.625 | 3.9
DC-38 | 1 |  | 2.4 |  | 1.625 | 3.9
DC-39 | 1 |  | 2.4 |  | 2.225 | 5.34
DC-40 | 1 |  | 2.4 |  | 2.45 | 5.88
DC-41 | 1 |  | 2.1 |  | 2.45 | 5.145
DC-44 | 1 |  | 3.142 |  | 2.45 | 7.6979
DC-45 | 1 |  | 2.4 |  | 2.45 | 5.88
DC-48 | 1 |  | 3.142 |  | 2.45 | 7.6979
DC-49 | 1 |  | 2.4 |  | 2.45 | 5.88
DC-50 | 1 |  | 2.1 |  | 2.45 | 5.145
DC-54 | 1 |  | 2.1 |  | 2.45 | 5.145
DC-55 | 1 |  | 2.4 |  | 1.625 | 3.9
DC-56 | 1 |  | 2.4 |  | 1.625 | 3.9
DC-57 | 1 |  | 2.4 |  | 1.625 | 3.9
DC-58 | 1 |  | 2.4 |  | 1.625 | 3.9
DC-59 | 1 |  | 2.4 |  | 2.45 | 5.88
DC-60 | 1 |  | 2.4 |  | 2.225 | 5.34
[6 empty] | 159.4943 | 159.4943
Railing parapet plaster | 1 | 40.39
School Block
FF | 1 |  | 84.525 |  | 0.6 | 50.715
SF | 1 |  | 117.498 |  | 0.6 | 70.4988
121.2138
Guest House
FF
Guest House
Railing Passage area | 4 |  | 1.25 |  | 0.6 | 3
| 1 |  | 2.672 |  | 0.6 | 1.6032
| 3 |  | 1.544 |  | 0.6 | 2.7792
SF
Guest House
Railing Passage area | 4 |  | 1.25 |  | 0.6 | 3
| 1 |  | 2.672 |  | 0.6 | 1.6032
| 4 |  | 1.544 |  | 0.6 | 3.7056
TF
Guest House
Railing Passage area | 4 |  | 1.25 |  | 0.6 | 3
| 1 |  | 2.672 |  | 0.6 | 1.6032
20.2944
Masonry
UPS room | 1 |  | 2.438 |  | 3 | 7.314
| 1 |  | 4.085 |  | 3 | 12.255
| 2 |  | 2.745 |  | 3 | 16.47
Deduct D203 | -2 |  | 0.52 |  | 1.505 | -1.5652
Deduct D204 | -1 |  | 0.9 |  | 1.505 | -1.3545
| 1 |  | 2.32 |  | 3 | 6.96
Door201 | -1 |  | 0.9 |  | 2.1 | -1.89
UPS room entrence | 1 |  | 0.9 |  | 3 | 2.7
D201 | -1 |  | 0.9 |  | 2.1 | -1.89
| 1 |  | 2.745 |  | 3 | 8.235
Deduct W203 | -1 |  | 1.2 |  | 1.935 | -2.322
Toilet External wall | 1 |  | 5.19 |  | 2.85 | 14.7915
W204 | -1 |  | 2.1 |  | 2.635 | -5.5335
| 1 |  | 3.027 |  | 2.85 | 8.627
Deduct W205 | -1 |  | 1.2 |  | 1.935 | -2.322
Deduct W205A | -1 |  | 1.2 |  | 1 | -1.2
Mens toilet | 1 |  | 4.959 |  | 2.85 | 14.1331
Shaft | 1 |  | 1.557 |  | 2.85 | 4.4375
| 1 |  | 1 |  | 2.85 | 2.85
| 1 |  | 1.5 |  | 2.85 | 4.275
Deduct W220 | -2 |  | 1.357 |  | 0.85 | -2.3069
W215 | -1 |  | 1 |  | 0.85 | -0.85
Mens toilet Entrence | 1 |  | 5.6 |  | 2.85 | 15.96
Deduct Door | -1 |  | 0.9 |  | 2.1 | -1.89
D201A | -1 |  | 0.9 |  | 0.7 | -0.63
Womens toilet Entrance | 1 |  | 5.518 |  | 2.85 | 15.7263
Deduct Door | -1 |  | 0.9 |  | 2.1 | -1.89
D201A | -1 |  | 0.9 |  | 0.7 | -0.63
Wall of WC+Store room +Accessible Toilet | 1 |  | 8.01 |  | 2.85 | 22.8285
Deduct D205 | -3 |  | 0.75 |  | 2.1 | -4.725
Wall betn Sore room and womens toilet | 1 |  | 2.838 |  | 2.85 | 8.0883
Accessible Toilet | 2 |  | 2.9 |  | 2.85 | 16.53
Access Toilet entrace | 1 |  | 2.65 |  | 2.85 | 7.5525
Store Entrance | 1 |  | 3.2 |  | 2.85 | 9.12
Deduct D201 | -1 |  | 0.9 |  | 2.1 | -1.89
Meeting Room s | 1 |  | 15.586 |  | 3 | 46.758
| 1 |  | 6.934 |  | 3 | 20.802
| 1 |  | 4.874 |  | 3 | 14.622
| 1 |  | 3.336 |  | 3 | 10.008
Deduct W206 | -1 |  | 0.93 |  | 1.925 | -1.7903
Meeting Room 6 seater | 1 |  | 3.811 |  | 3 | 11.433
| 1 |  | 3.044 |  | 3 | 9.132
Deduct W207 | -1 |  | 1.2 |  | 1.925 | -2.31
Meeting Room 6 seater room | 1 |  | 4.056 |  | 3 | 12.168
Meeting Room 12 seater | 1 |  | 3.336 |  | 3 | 10.008
| 1 |  | 6.934 |  | 3 | 20.802
| 1 |  | 4.324 |  | 3 | 12.972
W207 | -1 |  | 1.9 |  | 1.925 | -3.6575
Meeting Room 6 seater | 1 |  | 4.227 |  | 3 | 12.681
| 1 |  | 2.478 |  | 3 | 7.434
W207 | -1 |  | 1.9 |  | 1.925 | -3.6575
Skylight Jaali wall | 1 |  | 5.036 |  | 3 | 15.108
Deduct jaali | -1 |  | 1.903 |  | 2.1 | -3.9963
Resource Room-Backwall | 1 |  | 19.735 |  | 3 | 59.205
Deduct W210 | -5 |  | 3.947 |  | 2.28 | -44.9958
Side wall | 1 |  | 13.858 |  | 3 | 41.574
Entrance Wall | 1 |  | 18.685 |  | 3 | 56.055
Deduct D211 | -1 |  | 3.947 |  | 2.1 | -8.2887
W208 | -3 |  | 3.947 |  | 1.935 | -22.9123
W208A | -3 |  | 3.947 |  | 0.55 | -6.5126
W209 | -1 |  | 0.94 |  | 1.935 | -1.8189
W209A | -1 |  | 0.94 |  | 0.55 | -0.517
Deduct W202 | -1 |  | 1.5 |  | 2.1 | -3.15
DI Lobby | 1 |  | 14.343 |  | 3 | 43.029
| 1 |  | 4.213 |  | 3 | 12.639
D207 | -1 |  | 2.4 |  | 2.1 | -5.04
W208 | -2 |  | 3.947 |  | 1.935 | -15.2749
W208A | -2 |  | 3.947 |  | 0.55 | -4.3417
W203 | -1 |  | 1.2 |  | 1.935 | -2.322
W203 | -1 |  | 1.2 |  | 0.7 | -0.84
W213 | -1 |  | 2.4 |  | 0.65 | -1.56
Side of DI lobby | 1 |  | 9.742 |  | 3 | 29.226
Steps below Store room wall | 1 |  | 1.5 |  | 2.4 | 3.6
482.2351
FF
Store room | 1 |  | 2.745 |  | 3 | 8.235
| 1 |  | 2.92 |  | 3 | 8.76
Shaft Wall | 1 |  | 2.945 |  | 3 | 8.835
Shaft Wall | 1 |  | 4.445 |  | 3 | 13.335
Deduct D203 | -2 |  | 0.52 |  | 1.505 | -1.5652
Deduct D204 | -1 |  | 0.9 |  | 1.505 | -1.3545
Entrence wall of store room | 1 |  | 7.81 |  | 3 | 23.43
Door201 | -1 |  | 0.9 |  | 2.1 | -1.89
Deduct D205 | -3 |  | 0.75 |  | 2.1 | -4.725
Accessible Toilet | 1 |  | 2.9 |  | 3 | 8.7
Accessible Toilet | 1 |  | 4.6 |  | 3 | 13.8
Access Toilet entrace | 1 |  | 3.21 |  | 3 | 9.63
Deduct D206 | -1 |  | 1 |  | 2.1 | -2.1
Deduct D206A | -1 |  | 1 |  | 0.7 | -0.7
Womens toilet Entrance | 1 |  | 3.8 |  | 3 | 11.4
Deduct Door D201 | -1 |  | 0.9 |  | 2.1 | -1.89
D201A | -1 |  | 0.9 |  | 0.7 | -0.63
Wall betn Mens toilet and womens toilet | 1 |  | 4.2 |  | 3 | 12.6
Shaft wall | 1 |  | 2.5 |  | 3 | 7.5
Deduct W220 | -2 |  | 1.357 |  | 0.85 | -2.3069
W215 | -1 |  | 1 |  | 0.85 | -0.85
Wall Betn Shaft & mens toilet | 1 |  | 2.152 |  | 3 | 6.456
Mens toilet entrence | 1 |  | 1.988 |  | 3 | 5.964
Deduct Door D201 | -1 |  | 0.9 |  | 2.1 | -1.89
D201A | -1 |  | 0.9 |  | 0.7 | -0.63
Janitor Room | 1 |  | 1.505 |  | 3 | 4.515
side Wall | 1 |  | 1.057 |  | 3 | 3.171
Deduct Door D201 | -1 |  | 0.9 |  | 2.1 | -1.89
D201A | -1 |  | 0.9 |  | 0.7 | -0.63
external wall of mens toilet and womens toilet | 1 |  | 7.377 |  | 3 | 22.131
Deduct W205 | -1 |  | 1.2 |  | 1.935 | -2.322
Deduct W205A | -1 |  | 1.2 |  | 1 | -1.2
Mens toilet+Janitor +DI Lobby | 1 |  | 10.083 |  | 3 | 30.249
DI Lobby Side wall | 1 |  | 14.343 |  | 3 | 43.029
Dduct D216 | -1 |  | 1.5 |  | 2.1 | -3.15
Training room 1 | 1 |  | 11.723 |  | 3 | 35.169
| 1 |  | 11.705 |  | 3 | 35.115
| 1 |  | 12.072 |  | 3 | 36.216
| 1 |  | 11.705 |  | 3 | 35.115
Cutout Walls | 1 |  | 5.62 |  | 3 | 16.86
| 3 |  | 0.8 |  | 3 | 7.2
Deductions
W222 | -2 |  | 5.287 |  | 0.485 | -5.1284
D213 | -1 |  | 3.885 |  | 2.1 | -8.1585
W219 | -2 |  | 6.037 |  | 1.935 | -23.3632
W219A | -2 |  | 6.037 |  | 0.55 | -6.6407
W218 | -2 |  | 2 |  | 2.375 | -9.5
D212 | -2 |  | 1.5 |  | 2.1 | -6.3
Wall betn ding & Terrace area | 1 |  | 3.885 |  | 3 | 11.655
Balcony Walls | 1 |  | 0.62 |  | 3 | 1.86
| 1 |  | 0.62 |  | 1.025 | 0.6355
| 1 |  | 4.085 |  | 1.025 | 4.1871
Training 2
Entrance | 1 |  | 12.608 |  | 3 | 37.824
D212 | -2 |  | 1.5 |  | 2.1 | -6.3
Side wall | 1 |  | 19.735 |  | 2.1 | 41.4435
W208 | -3 |  | 3.947 |  | 1.935 | -22.9123
W208A | -3 |  | 3.947 |  | 0.55 | -6.5126
W217 | -2 |  | 3.947 |  | 1.935 | -15.2749
W208A | -2 |  | 3.947 |  | 0.55 | -4.3417
Back wall | 1 |  | 13.858 |  | 2.1 | 29.1018
Side wall | 1 |  | 19.101 |  | 3 | 57.303
Deduct D212 | -1 |  | 3.947 |  | 2.1 | -8.2887
W217 | -2 |  | 3.947 |  | 1.935 | -15.2749
W208 | -2 |  | 3.947 |  | 1.935 | -15.2749
W208A | -4 |  | 3.947 |  | 0.55 | -8.6834
W209 | -1 |  | 0.94 |  | 1.935 | -1.8189
W209A | -1 |  | 0.94 |  | 0.55 | -0.517
Wall betn training & resourcse room | 1 |  | 12.192 |  | 3 | 36.576
Jaali walls | 1 |  | 13.405 |  | 3 | 40.215
| 1 |  | 22.152 |  | 3 | 66.456
Deduct Jaali | -1 |  | 12.573 |  | 1.7 | -21.3741
| -1 |  | 21.736 |  | 1.7 | -36.9512
Shaft Walls | 1 |  | 1.9 |  | 1.075 | 2.0425
| 2 |  | 1.5 |  | 1.075 | 3.225
| 2 |  | 1.9 |  | 1.075 | 4.085
| 2 |  | 1.5 |  | 1.075 | 3.225
Parapet walls | 1 |  | 18.084 |  | 1.025 | 18.5361
Skylight | 1 |  | 14.552 |  | 1.025 | 14.9158
Staircase | 1 |  | 4.854 |  | 1.025 | 4.9753
| 1 |  | 10.584 |  | 1.8 | 19.0512
| 1 |  | 7.23 |  | 1.025 | 7.4107
DI Lobby | 1 |  | 6.543 |  | 1.025 | 6.7066
566.5063
Terrace Parapet Walls
DI | 1 |  | 175.968 |  | 1.025 | 180.3672
Fire shaft | 2 |  | 2.945 |  | 1.025 | 6.0372
| 3 |  | 0.6 |  | 1.025 | 1.845
| 2 |  | 1.757 |  | 1.025 | 3.6018
| 2 |  | 1.5 |  | 1.025 | 3.075
| 2 |  | 1.9 |  | 1.025 | 3.895
| 2 |  | 1.5 |  | 1.025 | 3.075
Blockwork for steps
School Block Library | 1 |  | 5.65 | 0.9 | 0.15 | 0.76275
| 1 |  | 5.65 | 0.45 | 0.15 | 0.38138
UPS room | 1 |  | 1.705 | 0.6 | 0.15 | 0.15345
| 1 |  | 1.71 | 0.3 | 0.15 | 0.07695
| 1 |  | 2.515 | 1.915 | 0.45 | 2.1673
[6 empty] | 3.5418 | Cum
Joinery Works
School Block
1Hr Fire rated Door
D109 -GF | 2 |  | 4.21 |  |  | 8.42
FF
D109 | 2 |  | 4.21 |  |  | 8.42
SF
D109 | 2 |  | 4.21 |  |  | 8.42
D112 | 4 |  | 5.7 |  |  | 22.8
D108 | 2 |  | 5.7 |  |  | 11.4
FF
D108 | 3 |  | 5.7 |  |  | 17.1
SF
D108 | 2 |  | 5.7 |  |  | 11.4
D110 | 1 |  | 5.1 |  |  | 5.1
FF
D113 | 6 |  | 5.7 |  |  | 34.2
FF
D113 | 6 |  | 5.7 |  |  | 34.2
SF
D113 | 4 |  | 5.7 |  |  | 22.8
Powder Coated Al.3 Panel Sliding
D106 | 4 |  | 8.7 |  |  | 34.8
D114 | 2 |  | 8.2 |  |  | 16.4
D115 | 4 |  | 8 |  |  | 32
FF
D114 | 2 |  | 8.2 |  |  | 16.4
D115 | 4 |  | 8 |  |  | 32
D117 | 1 |  | 7.694 |  |  | 7.694
Powder Coated Galvan with iron Shutter
Door 101 | 3 |  | 5.1 |  |  | 15.3
D102 | 1 |  | 6.8 |  |  | 6.8
D102A | 1 |  | 7.1 |  |  | 7.1
D103 | 8 |  | 4.95 |  |  | 39.6
D103 | 3 |  | 4.95 |  |  | 14.85
D103 | 6 |  | 4.95 |  |  | 29.7
D104 | 1 |  | 6.65 |  |  | 6.65
D109A | 3 |  | 4.21 |  |  | 12.63
D111A | 1 |  | 6.9 |  |  | 6.9
FF
D102 | 1 |  | 6.8 |  |  | 6.8
D102A | 1 |  | 7.1 |  |  | 7.1
D103 | 8 |  | 4.95 |  |  | 39.6
D103 | 6 |  | 4.95 |  |  | 29.7
D104 | 1 |  | 6.65 |  |  | 6.65
D109A | 3 |  | 4.21 |  |  | 12.63
D111A | 1 |  | 6.9 |  |  | 6.9
SF
D102 | 1 |  | 6.8 |  |  | 6.8
D102B | 1 |  | 7.75 |  |  | 7.75
D103 | 8 |  | 4.95 |  |  | 39.6
D104 | 1 |  | 6.65 |  |  | 6.65
D109A | 2 |  | 4.21 |  |  | 8.42
D111 | 1 |  | 7.8 |  |  | 7.8
Powder Coated Galvan with Glass Panel
D105 | 2 |  | 4.81 |  |  | 9.62
D119 | 1 |  | 5.7 |  |  | 5.7
FF
D105 | 3 |  | 4.81 |  |  | 14.43
SF
D105 | 2 |  | 4.8 |  |  | 9.6
Unequal Double shutter
D107 | 3 |  | 5.7 |  |  | 17.1
FF
D107 | 3 |  | 5.7 |  |  | 17.1
SF
D107 | 4 |  | 5.7 |  |  | 22.8
FF
D116 | 1 |  | 8.234 |  |  | 8.234
SF | [5 empty] | 0
D118 | 1 |  | 9.706 |  |  | 9.706
2 Panel Sliding and fixed louver
W117 | 5 |  | 6.87 |  |  | 34.35
W120 | 1 |  | 8.71 |  |  | 8.71
Powder Quoted 2 Panel Sliding
GF | [5 empty] | 0
W101 | 3 |  | 4.52 |  |  | 13.56
W105 | 2 |  | 7.38 |  |  | 14.76
W106 | 1 |  | 7.66 |  |  | 7.66
W113 | 1 |  | 7.958 |  |  | 7.958
W115 | 1 |  | 6.95 |  |  | 6.95
W116 | 2 |  | 5.8 |  |  | 11.6
W118 | 1 |  | 8.852 |  |  | 8.852
W119 | 1 |  | 8.702 |  |  | 8.702
FF
W115 | 1 |  | 6.95 |  |  | 6.95
W116 | 2 |  | 5.8 |  |  | 11.6
W117 | 2 |  | 6.87 |  |  | 13.74
W118 | 1 |  | 12.482 |  |  | 12.482
W135 | 1 |  | 5.42 |  |  | 5.42
W140 | 2 |  | 8.026 |  |  | 16.052
SF
W115 | 1 |  | 6.95 |  |  | 6.95
W116 | 2 |  | 5.8 |  |  | 11.6
W117 | 2 |  | 6.87 |  |  | 13.74
W216 | 3 |  | 3.7 |  |  | 11.1
GF
W102 | 1 |  | 12.948 |  |  | 12.948
W103 | 1 |  | 8.38 |  |  | 8.38
W104 | 2 |  | 6.08 |  |  | 12.16
W121 | 1 |  | 10.11 |  |  | 10.11
FF
W138 | 1 |  | 12.088 |  |  | 12.088
Powder Coated Al.Frame with Fixed glass
GF
W107 | 3 |  | 1.76 |  |  | 5.28
W111 | 2 |  | 2.62 |  |  | 5.24
W112 | 1 |  | 2.86 |  |  | 2.86
W122 | 1 |  | 6.17 |  |  | 6.17
FF
W139 | 1 |  | 4.34 |  |  | 4.34
W139 | 1 |  | 4.34 |  |  | 4.34
W139 | 2 |  | 4.34 |  |  | 8.68
Powder Coated Al.Openable With Fixed Glass
GF
W108 | 2 |  | 4.18 |  |  | 8.36
W109 | 4 |  | 3.33 |  |  | 13.32
FF
W108 | 1 |  | 4.18 |  |  | 4.18
W137 | 1 |  | 4.216 |  |  | 4.216
Powder Coated Al.Openable With insect Mesh
GF
W110 | 3 |  | 3.29 |  |  | 9.87
Powder coated Al.Sliding with Mesh
W114 | 4 |  | 8.77 |  |  | 35.08
FF
W114 | 4 |  | 8.77 |  |  | 35.08
W136 | 1 |  | 7.106 |  |  | 7.106
SF
W114 | 4 |  | 8.77 |  |  | 35.08
Powder Coated 2 Panel Sliding
FF
W141 | 1 |  | 5.84 |  |  | 5.84
W142 | 4 |  | 7.5 |  |  | 30
W142 | 4 |  | 7.5 |  |  | 30
W151 | 4 |  | 9.17 |  |  | 36.68
W152 | 4 |  | 8.97 |  |  | 35.88
W153 | 2 |  | 9.156 |  |  | 18.312
W154 | 2 |  | 9.07 |  |  | 18.14
W145 | 1 |  | 6.81 |  |  | 6.81
W157 | 2 |  | 10.076 |  |  | 20.152
W159 | 3 |  | 6.85 |  |  | 20.55
W160 | 8 |  | 8.77 |  |  | 70.16
W161 | 2 |  | 3.79 |  |  | 7.58
W162 | 4 |  | 9.04 |  |  | 36.16
W163 | 2 |  | 3.69 |  |  | 7.38
W164 | 2 |  | 3.89 |  |  | 7.78
W165 | 2 |  | 3.72 |  |  | 7.44
358.864
Powder 3 Panel Sliding
W144 | 1 |  | 6.44 |  |  | 6.44
Powder Coated Fixed Glass
W156 | 1 |  | 7.73 |  |  | 7.73
W158 | 6 |  | 6.47 |  |  | 38.82
W147 | 1 |  | 15.042 |  |  | 15.042
W148 | 1 |  | 3.351 |  |  | 3.351
W149 | 1 |  | 4.556 |  |  | 4.556
W150 | 1 |  | 8.893 |  |  | 8.893
W146 | 1 |  | 12.484 |  |  | 12.484
W162 | 4 |  | 9.04 |  |  | 36.16
2092.602
Doors and Windows
2hr Fire rated Door
GF
D303 | 2 |  | 5.7 |  |  | 11.4
FF
D303 | 2 |  | 5.7 |  |  | 11.4
SF
D303 | 2 |  | 5.7 |  |  | 11.4
TF
D303 | 2 |  | 5.7 |  |  | 11.4
Terrace
D303 | 1 |  | 5.7 |  |  | 5.7
51.3
Powder coated aluminium frame with glass
D307 | 1 |  | 6.6 |  |  | 6.6
FF
D307 | 1 |  | 6.6 |  |  | 6.6
SF
Powder coated aluminium frame with glass
D301 | 13 |  | 5.1 |  |  | 66.3
D302 | 12 |  | 4.95 |  |  | 59.4
D305 | 2 |  | 4.04 |  |  | 8.08
D306 | 4 |  | 4.8 |  |  | 19.2
FF
D301 | 11 |  | 5.1 |  |  | 56.1
D302 | 11 |  | 4.95 |  |  | 54.45
D305 | 2 |  | 4.04 |  |  | 8.08
D306 | 3 |  | 4.8 |  |  | 14.4
SF
D301 | 11 |  | 5.1 |  |  | 56.1
D302 | 11 |  | 4.95 |  |  | 54.45
D305 | 2 |  | 4.04 |  |  | 8.08
D306 | 3 |  | 4.8 |  |  | 14.4
TF
D301 | 7 |  | 5.1 |  |  | 35.7
D302 | 7 |  | 4.95 |  |  | 34.65
D305 | 2 |  | 4.04 |  |  | 8.08
Powder coated aluminium frame with glass
D304 | 1 |  | 4.81 |  |  | 4.81
FF | [5 empty] | 0
D304 | 1 |  | 4.81 |  |  | 4.81
SF | [5 empty] | 0
D304 | 1 |  | 4.81 |  |  | 4.81
TF | [5 empty] | 0
D304 | 1 |  | 4.81 |  |  | 4.81
GF
W324 | 7 |  | 3.78 |  |  | 26.46
FF |  |  | 0 |  |  | 0
W324 | 7 |  | 3.78 |  |  | 26.46
W324 | 7 |  | 3.78 |  |  | 26.46
W324 | 3 |  | 3.78 |  |  | 11.34
W306 | 12 |  | 4.31 |  |  | 51.72
FF |  |  | 0 |  |  | 0
W306 | 12 |  | 4.31 |  |  | 51.72
SF |  |  | 0 |  |  | 0
W306 | 12 |  | 4.31 |  |  | 51.72
W306 | 12 |  | 4.31 |  |  | 51.72
GF |  |  | 0
W304A | 15 |  | 2.6 |  |  | 39
W306A | 6 |  | 3.028 |  |  | 18.168
W307A | 1 |  | 2.926 |  |  | 2.926
B308A | 2 |  | 3.2 |  |  | 6.4
W312 | 1 |  | 6.1 |  |  | 6.1
FF |  |  | 0 |  |  | 0
W304A | 15 |  | 2.6 |  |  | 39
W306A | 6 |  | 3.028 |  |  | 18.168
W307A | 1 |  | 2.926 |  |  | 2.926
B308A | 2 |  | 3.2 |  |  | 6.4
SF |  |  | 0 |  |  | 0
W304A | 15 |  | 2.6 |  |  | 39
W306A | 6 |  | 3.028 |  |  | 18.168
W307A | 1 |  | 2.926 |  |  | 2.926
B308A | 2 |  | 3.2 |  |  | 6.4
W316 | 4 |  | 10.37 |  |  | 41.48
W304A | 15 |  | 2.6 |  |  | 39
W306A | 6 |  | 3.028 |  |  | 18.168
W307A | 1 |  | 2.926 |  |  | 2.926
B308A | 2 |  | 3.2 |  |  | 6.4
GF |  |  | 0 |  |  | 0
W305 | 7 |  | 5.07 |  |  | 35.49
W309 | 2 |  | 4.23 |  |  | 8.46
FF |  |  | 0 |  |  | 0
W305 | 7 |  | 5.07 |  |  | 35.49
W305 | 7 |  | 5.07 |  |  | 35.49
W305 | 7 |  | 5.07 |  |  | 35.49
GF |  |  | 0 |  |  | 0
W301 | 1 |  | 6.36 |  |  | 6.36
W302 | 1 |  | 4.8 |  |  | 4.8
W308 | 2 |  | 4.8 |  |  | 9.6
W311 | 4 |  | 9.02 |  |  | 36.08
W314 | 4 |  | 8.22 |  |  | 32.88
FF |  |  | 0 |  |  | 0
W302 | 1 |  | 4.8 |  |  | 4.8
W308 | 2 |  | 4.8 |  |  | 9.6
SF |  |  | 0 |  |  | 0
W302 | 1 |  | 4.8 |  |  | 4.8
|  |  | 0 |  |  | 0
SF |  |  | 0 |  |  | 0
W302 | 1 |  | 4.8 |  |  | 4.8
W308 | 2 |  | 4.8 |  |  | 9.6
W308 | 2 |  | 4.8 |  |  | 9.6
|  |  | 0 |  |  | 0
GF |  |  | 0 |  |  | 0
W304 | 8 |  | 5.07 |  |  | 40.56
W307 | 2 |  | 4.23 |  |  | 8.46
FF |  |  | 0 |  |  | 0
W304 | 8 |  | 5.07 |  |  | 40.56
W307 | 2 |  | 4.23 |  |  | 8.46
|  |  | 0 |  |  | 0
W304 | 8 |  | 5.07 |  |  | 40.56
W307 | 2 |  | 4.23 |  |  | 8.46
W304 | 8 |  | 5.07 |  |  | 40.56
W307 | 2 |  | 4.23 |  |  | 8.46
GF |  |  | 0 |  |  | 0
W310 | 8 |  | 3.836 |  |  | 30.688
W323 | 1 |  | 4.29 |  |  | 4.29
FF |  |  | 0 |  |  | 0
W313 | 2 |  | 3.636 |  |  | 7.272
W315 | 6 |  | 3.736 |  |  | 22.416
W320 | 2 |  | 7.52 |  |  | 15.04
Terrace |  |  | 0 |  |  | 0
W322 | 1 |  | 4.38 |  |  | 4.38
|  |  | 0 |  |  | 0
GF |  |  | 0 |  |  | 0
W303 | 11 |  | 3.35 |  |  | 36.85
W303 | 11 |  | 3.35 |  |  | 36.85
W303 | 11 |  | 3.35 |  |  | 36.85
W303 | 7 |  | 3.35 |  |  | 23.45
|  |  | 0 |  |  | 0
FF |  |  | 0 |  |  | 0
W317 | 1 |  | 7.302 |  |  | 7.302
W318 | 3 |  | 10.828 |  |  | 32.484
W319 | 1 |  | 8.264 |  |  | 8.264
1989.222
DI
Doors & Window
GF
D203 | 2 |  | 4.05 |  |  | 8.1
D203 | 2 |  | 4.05 |  |  | 8.1
D216 | 1 |  | 5.7 |  |  | 5.7
0
D212 | 4 |  |  |  |  | 4
D206 | 1 |  | 5.2 |  |  | 5.2
D206 | 1 |  | 5.2 |  |  | 5.2
D213 | 1 |  | 4.95 |  |  | 4.95
D207 | 1 |  | 6.6 |  |  | 6.6
D201 | 7 |  | 5.1 |  |  | 35.7
D202 | 2 |  | 5.7 |  |  | 11.4
D205 | 5 |  | 4.95 |  |  | 24.75
D214 | 1 |  | 5.4 |  |  | 5.4
D215 | 1 |  | 4.95 |  |  | 4.95
D201 | 4 |  | 5.1 |  |  | 20.4
D205 | 5 |  | 4.95 |  |  | 24.75
D208 | 2 |  | 8.748 |  |  | 17.496
D209 | 2 |  | 9.711 |  |  | 19.422
D210 | 2 |  | 9.418 |  |  | 18.836
D211 | 1 |  | 9.847 |  |  | 9.847
D204 | 1 |  | 4.81 |  |  | 4.81
D204 | 1 |  | 4.81 |  |  | 4.81
D201A | 3 |  | 3.2 |  |  | 9.6
D206A | 1 |  | 3.4 |  |  | 3.4
D201A | 3 |  | 3.2 |  |  | 9.6
D206A | 1 |  | 3.4 |  |  | 3.4
GF
Window
W201 | 1 |  | 3.95 |  |  | 3.95
W202 | 2 |  | 5.02 |  |  | 10.04
W203 | 3 |  | 6.27 |  |  | 18.81
W204 | 2 |  | 9.47 |  |  | 18.94
W205 | 1 |  | 6.27 |  |  | 6.27
W206 | 1 |  | 5.71 |  |  | 5.71
W207 | 3 |  | 6.25 |  |  | 18.75
W214 | 2 |  | 4.114 |  |  | 8.228
W220 | 2 |  | 4.414 |  |  | 8.828
W215 | 2 |  | 3.7 |  |  | 7.4
W216 | 3 |  | 3.7 |  |  | 11.1
W210 | 5 |  | 10.454 |  |  | 52.27
W221 | 1 |  | 7.67 |  |  | 7.67
W208 | 11 |  | 11.764 |  |  | 129.404
W219 | 4 |  | 9.856 |  |  | 39.424
W203A | 2 |  | 3.8 |  |  | 7.6
W205A | 1 |  | 4.4 |  |  | 4.4
W208A | 15 |  | 8.994 |  |  | 134.91
W209 | 2 |  | 5.75 |  |  | 11.5
W209A | 2 |  | 2.98 |  |  | 5.96
W211 | 1 |  | 6.45 |  |  | 6.45
W212 | 1 |  | 4.55 |  |  | 4.55
W213 | 1 |  | 6.1 |  |  | 6.1
W217 | 4 |  | 11.764 |  |  | 47.056
W218 | 2 |  | 8.75 |  |  | 17.5
W219A | 2 |  | 13.174 |  |  | 26.348
W222 | 2 |  | 12.444 |  |  | 24.888
920.477
Chajja
GF & FF
Toilet Women | 2 |  | 2.052 | 0.45 |  | 1.8468
Toilet Men | 2 |  | 2.6 | 0.45 |  | 2.34
SF | 1 |  | 6.374 | 2.86 |  | 18.2296
5182.8444
Chajja Detail
GF,FF,SF,TF
Chajja 304A | 1 |  | 0.75 | 0.45 |  | 0.3375
Guest room 1 &Guets 7 | 2 |  | 0.941 |  |  | 1.882
Guest 1 & 2 to Guest 6&7 | 6 |  | 1.67 |  |  | 10.02
12.2395
Chajja
W208A | 1 |  | 11.04 | 0.6 |  | 6.624
| 1 |  | 18.5233 | 0.7 |  | 12.9663
FF training Room | 1 |  | 18.523 | 0.7 |  | 12.9661
| 2 |  | 4.494 | 1.7 |  | 15.2796
6845.5089
0

## Civil C1 - Main Blocks (hidden)
Azim Premji Foundation School, District Institute and Guesthouse Bill of Quantities -Civil Main Blocks
| Item No. | Description of work | Unit | Quantites |  |  | Remarks | Rate | Amount |  |  | APF Comments | Biome comments | APF Comments 12-09-24
Sl.no. |  |  |  | APET | APFD |  |  |  | APET | APFD
|  |  |  | School Block | Guest House | DI |  |  | Cumulative | GH | DI
1 | EXV-000 | Earthwork Excavation
| 1.01 | Site Clearing: Cleaning and grubbing for removal of rank, vegetation, shrubs, trees, bushes, stumps, weeds, grass including roots, debris, unusable materials, removal of 300mm thick top soil using manual or mechanical method and disposal of the same by burning or any other means including dumping to approved areas within the project site, stacking usable materials at places shown with all leads and lifts, cost of all labour, hire and fuel charges for all tools and plants employed and all other incidental charges etc., all complete and as approved by Engineer in Charge. | Sqm | 2222.4 | 606.24 | 606.24
| 1.02 | Earthwork excavation in all types of poclainable soil for Footing, Raft, RC wall foundations, Lift pits, Trenches, etc. stacking the excavated earth & disposable material where ever indicated in site, excluding back filling but including filling depressions and loose pockets wherever necessary including watering, consolidating etc., complete. Rate to include disposing of excess earth within the site and spreading in layers to required levels, shoring, bailing out water, etc. complete. Contractor shall get acquainted with site conditions and soil report and submit method statement for dewatering and getting the surface reasonably dry for laying PCC. (Note: Authorised working space shall not be considered only size of the footing will be considered for measurement) all complete and as approved by Engineer in Charge
| a | Upto 1.5m depth | Cum | 1287.3375 | 582.1275 | 328.2638 |  | 153 |  | 89065.5075 | 50224.3538
| b | From 1.5m to 3m depth | Cum | 1287.3375 | 582.1275 | 328.2638 |  | 183 |  | 106529.3325 | 60072.2663
| 1.03 | Back filling in plinths, for sides of foundation, trenches, lift pits, area development else where as directed including breaking clods, watering and consolidating in 150mm thick layers, compacting each layer with vibratory compactor and at inaccessible places with wooden/steel rammers to achieve 98% proctor density at optimum moisture content, all leads and lifts, bailing/ pumping out water to keep site dry while backfilling cost shall include conveyance of all materials, labour, ,hire and fuel charges for tools and plants and other incidental charges etc, complete as per detailed specification. All complete and as approved by Engineer in Charge
| a | With Excavated earth available at site
| i | At Foundation Level | Cum | 1959.5781 | 909.8237 | 512.2799 |  | 176 |  | 160128.9778 | 90161.258
| ii | Below Plinth | Cum | 615.0969 | 254.4313 | 144.2476 |  | 176 |  | 44779.9022 | 25387.582
| b | With approved non expansive earth brought from outside. | [5 empty] | 380 |  | 152736.1056 | 115185.6
| i | At Foundation Level | Cum | R/o | R/o | R/o |  | 176 |  | #REF! | #REF!
| ii | Below Plinth | Cum | 1606.5533 | 401.9371 | 303.12 |  | 176 |  | #REF! | #REF!
| c | With approved sand bed. | Cum | 4 |  |  |  | 2201.1 |  | 0 | 0 | Suggest to keep some nominal qty so that the rate can be quoted. | Done
| 1.04 | Supplying, diluting and injecting chemical emulsion for PRE-CONSTRUCTIONAL Anti-termite treatment and creating a continuous chemical barrier under and all-round the column pits, wall trenches, basement excavation, top surface of plinth filling, junction of wall and floor, along the external perimeter of building, expansion joints, over the top surface of consolidated earth on which apron is to be laid, surroundings of pipes and conduits etc. complete to required depths as per specifications (Plinth area of the building at ground floor only shall be measured for payment). Chlorpyriphos 20% Emulsifiable Concentrate injected with 1% concentration at all levels & heights. Note: Treatment Shall be considered below floor area . all complete and as approved by Engineer in Charge | Sqm | 2222.4 | 703.34 | 606.24 |  | 110 |  | 77367.4 | 66686.4
|  | SUB TOTAL- EARTH WORK EXCAVATION | [7 empty] | #REF! | #REF!
2 | PCC-000 | Plain cement concrete
| 2.01 | Providing and laying P.C.C 1:4:8 of specified thickness wherever specified using washed river sand, 40mm and downsize metal including sub grade preparation, levelling, compacting, all leads and lifts, rough finishing if required at the top surface with necessary curing and shuttering etc. all complete and as approved by Engineer in Charge at all levels. | Cum | R/o | R/o | R/o
| 2.02 | Providing and laying P.C.C 1:3:6 of specified thickness wherever specified using washed river sand, 40mm and downsize metal including sub grade preparation, levelling, compacting, all leads and lifts, rough finishing if required at the top surface with necessary curing and shuttering etc. all complete and as approved by Engineer in Charge at all levels.
| a | Below Footing/foundations | Cum | 90.4696 | 37.8541 | 19.4004 |  | 3860 |  | 146116.9707 | 74885.4475
| b | Below floor | Cum | 218.351 | 60.624 | 67.7795 |  | 3860 |  | 234008.64 | 261628.87
| c | Below Plinth Beam/Toe Walls | Cum | 45.7326 | 8.7149 | 5.2783 |  | 3860 |  | 33639.6105 | 20374.1608
[10 empty] | 0 | 0
| 2.03 | Providing and laying damp proof course of thickness as shown in drawings with 1:3:6 cement concrete (1 Cement : 3 Coarse Sand : 6 graded stone Aggregate 12.5mm nominal size), including providing and mixing approved waterproofing compound in approved proportion per each bag of cement as recommended by the manufacturer, complete. | Cum | 3.8533 |  | 0.62633 |  | 3914 |  | 0 | 2451.4654 | Specify the make of WPC ( Foscroc / pidilite or equivalent) | Added in LOM sheet
| 2.04 | Providing and laying of Coping Concrete with plain cement concrete using 20mm down size graded aggregate,river-sand, with1:2:4 of Concrete of Avg 50mm thick to be laid on the exposed top surface of wall, levelling course, including nominal edge shuttering form work if necessary, compaction and curing, and plastering with CM 1:6 mixture, 19mm thick of specified width with approved smooth finish. Cost of labour, equipment and machinery/ fuel, scaffolding, loading and unloading, transportation, all leads and lifts and other incidental charges included etc. complete as directed.
Window sills/Parapet Walls /wherever Specified
| a | Width up to 200mm | Rmt | 717.922 | 555.211 | 421.305 |  | 70 |  | #REF! | 29491.35 | specify the location parapet etc | Done |  |  | 0.45732
| b | Width up to 300mm | Rmt |  |  |  |  | 110 |  | 0 | 0
| c | Width of 450mm | Rmt |  |  |  |  | 150 |  | 0 | 0
|  | SUB TOTAL- PCC WORK | [7 empty] | #REF! | 388831.2937
3 | RCC-000 | Site Mix Concrete
| 3.01 | Providing and laying Batch mix Reinforced Cement Concrete (RCC) using cement, coarse washed river sand, granite, basalt or trap stone graded aggregate 20mm & down as per design & drawing, preparing surface, machine batching, machine mixing, pouring in place, mechanical compaction, providing cement cover blocks, making construction joints, finishing, curing etc. complete as directed by the Engineer . The rate to include all labour, material, equipment, plant & machinery, conveyance, lowering, hoisting, wastages, joint finishing and all incidentals excluding formwork and reinforcement which shall be measured & paid for separately. all complete and as approved by Engineer in Charge. Note: cost to include: 1. All polishing/ buffing to achieve form finish as per architect's specification. (RCC elements by doing sanding, grinding the joints, filling up the voids etc.,) 2. Contractor must prepare a sample each of flat of size at least 1.2m x 1.8m for approval. 3.Making Drip mould in chejja and slab projections as per the drawings. | [9 empty] | Cement brand to be mentioned | Added in LOM sheet
Grade of concrete-M25
| a | Raft/Footing | Cum | 471.2512 | 184.0166 | 108.1552 |  | 5098.8075 |  | 938265.3401 | 551462.7954
| b | ColumnPedstals | Cum | 53.376 | 32.5605 | 16.692 |  | 5098.8075 |  | 166019.7203 | 85109.2941
| c | Plinth Beams | Cum | 94.4298 | 21.5862 | 13.5727 |  | 5248.8075 |  | 113301.965 | 71240.594
| d | Lift Walls | Cum | 3.36 | 3.1806 |  |  | 250 |  | 795.15 | 0
| e | Columns at all levels/Lift Walls | Cum | 272.7732 | 199.9811 | 99.641 |  | 5348.8075 |  | 1069660.4127 | 532960.5991
| f | Roof slab at all levels | Cum | 758.6454 | 320.5652 | 203.6873 |  | 5198.8075 |  | 1666557.0063 | 1058930.8351 | Including Slab covering at terrace shafts | Yes
| g | Roof Beam at all levels | Cum | 282.4095 | 252.7956 | 79.2142 |  | 5198.8075 |  | 1314235.8796 | 411819.1659
| h | Staircase including landings | Cum | 85.0741 | 89.3916 | 18.5679 |  | 5198.8075 |  | 464729.5609 | 96530.937
| i | Lintel,Chajja,Loft etc. | Cum | 15.8137 | 21.493 | 9.1283 |  | 5348.8075 |  | #REF! | 48825.6315 | Consider Sill concrete, check if Lift RC shear walls, canpoies, skylight are considered | Lift pit wall to be with RCC walls
| j | OHT | Cum | 19.3956 | 17.9566 |  |  | 4950 |  | 88885.1304 | 0
| k | Troughs | Cum | 3.2002 | 0.1935 | 0.8256 |  | 6248.8075 |  | 1209.1442 | 5159.0154
| l | Toe walls | Cum | 56.1141 | 1.6014
|  | SUB TOTAL- RCC WORK | [7 empty] | #REF! | 2862038.8674
4 | FRM - 00 | FORM WORK
| 4.01 | Providing, fabricating and erecting form work for all RCC works at places wherever needed / specified as per drawing including striking / deshuttering with steel / marine ply board with adjustable steel props to full height and with sufficient bracing etc. complete. Cost to include sealing the joints with heavy duty brown self adhesive tape, applying mould releasing agents (Rebol from Fosroc or equivalent) aligning to line and levels including M S pipes / wood runners, MS ties, MS Tie rods, PVC spacer etc; all complete and as approved by Engineer in Charge at all levels.
Formwork shall be designed for rigidity, durability, strength, water tightness, easy deshuttering etc. Formwork designed with proposed material (approved prior to making), shall be able to withstand its shape, line, dimensions, level within the allowable tolerances. Only MS jacks and acrow spans shall be used. Bracing in both directions as specified by the structural engineer shall be provided. Necessary arrangements for providing camber as required shall be made. Form work shall have adequate openings for cleaning. Formwork for construction joints shall be submitted for approval. All slabs shall be progressively deshuttered and back propped as per instructions by Site-in-charge, structural engineer etc.; We recommend use of tie rods @ 1200 / 1500 mm C/C for ALL BEAMS OF DEPTH 400 MM & ABOVE
| 4.01 | Do-do the same of above using new shuttering material of Film faced densified shuttering plate (FFDSP) marine plywood of 19 mm thick to achieve "form finished" concrete for Roof Beams bottom, lift walls and 12 mm thick for Roof slabs, Roof Beam sides, Columns, Staircase, Chajjas, OHT etc. all complete and as approved by Engineer in Charge. | [9 empty] | Lift wall, canpoies qty to be checked and added | Will be checked
| a | Plinth Beam | Sqm | 944.2978 | 215.8623 | 135.7272 |  | 350 |  | 75551.805 | 47504.52
| b | Columns at all levels | Sqm | 2927.219 | 1992.9237 | 899.5881 |  | 450 |  | 896815.647 | 404814.6517
| c | Roof slab at all levels | Sqm | 5081.1534 | 2136.1534 | 1358.5841 |  | 450 |  | 961269.0075 | 611362.8234
| d | Roof Beam at all levels | Sqm | 2840.5051 | 2322.086 | 924.1652 |  | 450 |  | 1044938.691 | 415874.34
| e | Staircase including landings | Sqm | 321.8305 | 489.9373 | 99.9045 |  | 500 |  | 244968.65 | 49952.25
| e | Lintel, Chajja, Loft etc. | Sqm | 224.7725 | 285.4172 | 113.2887 |  | 550 |  | 156979.46 | 62308.7905
| f | Troughs | Sqm | 32.0023 | 1.935 | 8.256 |  | 350 |  | #REF! | #REF!
| g | OHT | Sqm | 171.81 | 140.315 |  |  | 350 |  | #REF! | #REF!
| h | Toe Walls | Sqm | 280.5705 | 8.007 | R/o |  | 350 |  | 0 | 0
| 4.02 | Do-do the same of above MS Sheets shuttering material of approved thickness for Columns (round, elliptical, rectangular etc.), Parapet walls, Basins and Miscellaneous works all complete and as approved by Engineer in Charge | [9 empty] | Chech if the plinth will be exposed then we should consider it in marine ply | Yes, plinth will be exposed. Marine ply to be considered for the entire pedestal? As such, vertical shutetring is usually neat
| a | Raft/Footing | Sqm | 730.1925 | 246.78 | 149.52 |  | 300 |  | #REF! | #REF!
| b | Plinth Beam | Sqm | R/o | R/o | R/o |  | 0 |  | 0 | 0
| c | Column Pedstal | Sqm | 149.52 | 77.28 | 43.08 |  | 350 |  | #REF! | #REF!
| d | Columns Upto plinth | Sqm | R/o | R/o | R/o |  | 350 |  | 0 | 0
| e | Troughs | Sqm | R/o | R/o | R/o |  | 350 |  | 677.25 | 2889.6
| f | Lift RCC Walls | Sqm | 33.6 | 31.806 | R/o |  | 350 |  | 49110.236 | 0
|  | SUB TOTAL- FORMWORK | [7 empty] | #REF! | #REF!
5 | RST-00 | REINFORCING STEEL
| 5.01 | Providing, Fabricating & Placing Reinforcement Steel of High Yield Strength Deformed (HYSD) bars of various diameters of grade Fe 550 conforming to IS codes & make JSW,Kamadhenu ,Rathi or equivalent as per tech specs including straightening, cutting, bending, hooking, lapping and/or welding wherever required as directed, placing in position, tieing with 18G black annealed binding wire double fold, cost of binding wire and anchoring to the adjoining members wherever necessary, all laps and wastages etc. complete as per structural drawings. Rate also to include cost of all materials, cost of labour, cost of equipment and machinery, loading and unloading, transportation, all other incidental charges and work at all leads and lifts etc. all complete and as approved by Engineer in Charge.Note: No escalation will be paid for the transition from FE 550 to FE 550D | [9 empty] | Make JSW / Kamdhenu or equivalent, change the specs to FE 550, this to incorporated in boq and drawings
Note: Unless noted otherwise the measurements will be in accordance with IS: 1200 or equivalent BS. However reinforcement shall be measured only in lengths of bars as actually placed in position on standard weight basis, no allowance being made in the weight for rolling margin. Authorized laps and splices only will be measured. Chairs of any shape & profile, spacer bar of any shape & profile, concrete cover blocks, wastages, binding wire etc., will not be measured and shall be included in the quoted rates. Quoted rate shall be deemed to have considered the above stipulation. All complete and as approved by Engineer in Charge
|  | At all levels and heights | MT | 196.1843 | 113.9902 | 52.7277 |  | 81434 |  | 9282679.3455 | 4293824.9167
| 5.02 | Providing and fixing reinforcement steel up to 12mm dia and up to length 200 mm, including drilling of holes and fixing the rod using lockset compound as detailed in drawing and as directed. All complete and as approved by Engineer in Charge | NOS | 10 | 10 | 8 |  | 350 |  | 3500 | 2800 | Suggest to keep some nominal qty so that the rate can be quoted. | Done
| 5.03 | Providing and fixing reinforcement steel from 16mm dia to 20mm dia and maximum length up to 200 mm, including drilling of holes and fixing the rod using lockset compound as detailed in drawing and as directed. all complete and as approved by Engineer in Charge | NOS | 10 | 10 | 8 |  | 600 |  | 6000 | 4800 | Suggest to keep some nominal qty so that the rate can be quoted. | Done
|  | SUB TOTAL- REINFORCEMENT STEEL WORK | [7 empty] | 9292179.3455 | 4301424.9167
6 | FAB-000 | STRUCTURAL STEEL AND FABRICATION WORKS.
| 6.01 | Preparing shop drawings, obtaining consultants approval, supplying, fabricating, delivering at site, hoisting and fixing in position, including all temporary staging and supporting work and making all structural steel work in accordance with the design, drawing prepared by the consultant for trusses, purlins, girders, brackets, etc. with connections using plates, channels, Box sections and angles, gusset plate, foundation bolt, cleats, fasteners etc., steel conforming to IS 226 and IS 2062 with minimum yield strength of 250Mpa and up to 355Mpa.The rate of steel work shall include assembly, welding, jointing, building up new sections, cost of fasteners (nuts, bolts and washers) etc. The rate shall also include one coat zinc rich primer & two coat of Synthetic enamel paint of approved shade after properly cleaning the steel surface, necessary bolts & washers for fixing including grouting of bolts with 1:3 non shrink cement grout etc., complete all as per design, details, drawings, specifications etc. with all lead & lift for all materials & labour and as directed, at all heights & locations all complete and as approved by Engineer in Charge | MT |  |  | 4.8025 |  | 111975.5 |  | 0 | 537758.3502
| 6.02 | Providing, Fabricating & fixing MS railing of specified height as per drawings fixed onto RCC/masonry walls with MS sections as per drawings, all including cutting, welding, grouting to floor/masonry, grinding, Joint finished neatly wastages, labour, and finished with one Anti-corrosive coat of zinc coat primer with metal putty & two or more coat of specified colour Synthetic enamel etc., complete as approved by Engineer in Charge.
Staircase railing
| a | Providing and fixing of MS staircase railing as per details, a)Ballustrades :40 x 20 x 2.9 M.S Rectangular hollow section of 1250mm height spaced at every 900mm c/c welded to 6mm thick base plate and packed with 1:2:4 cement concrete. b) Handrail: 3 nos of 40 x 20 x 2.9 M.S Rectangular hollow section running parallely to the length of the staircase at top middle and bottom with equal spacing. c)Vertical rods:12mm dia bars at 100mm c/c . (Approximate 14.9Kg/Sqmt) | [9 empty] | MS hand rail UOM to be in kgs | Updated, quantity will be checked and updated
|  |  | Kgs | 1246.9154 | 1117.9291 | 266.7562 |  | 2646.8945 |  | 2959040.4674 | 706075.4989
Handrail to staircase wall
| b | Providing and fixing of staircase handrail consisting of a) Handrail: 1 no of 40 x 20 x 2.9 M.S Rectangular hollow section welded to 12mm dia L shaped rod fixed to wall/RCC at regular intervals with necessary washers. (Approximate 2.53Kg/Rmt) | Kgs | 82.6475 | 299.4761 |  |  | 470 |  | 140753.767 | 0
| c | Balcony railing
|  | a)Ballustrades :40 x 20 x 2.9 M.S Rectangular hollow section of 1250mm height spaced at every 900mm c/c welded to 6mm thick base plate and packed with with 1:2:4 cement concrete. b)Handrail:1 nos of 40 x 20 x 2.9 M.S Rectanglur hollow section. c)Bottom frame:1 nos of 40 x 20 x 2.9 M.S Rectanglur hollow section. d)Vertical rods:12mm dia bars at 100mm c/c (Approximate 13.54Kg/Sqmt) | Kgs | 3282.4697 | 343.0247 |  |  | 2400 |  | 823259.3833 | 0
| 6.03 | Supplying and fixing 75MM/100MM expandable anchor bolts(HILTI/EQUIVALENT) in concrete or masonry including drilling, cleaning the holes, ramming the bolts in the holes in accordance with manufacturer's procedures, recommendations and specifications for fixing plates or other steel members to already cast concrete surfaces all complete as per drawing and as directed. All complete and as approved by Engineer in Charge
| a | 16mm dia bolts | Nos | R/o | R/o | R/o |  |  |  | 0 | 0
| b | 20mm dia bolts | Nos | R/o | R/o | R/o |  |  |  | 0 | 0
| 6.04 | Providing and fixing of MS safety grill for windows/Play area seating Grills with 25mmX5mm MS flat frame and verticals with horizontal 12mm MS rods @ 100mm c/c as per design. Frame to be fixed with 4 nos of 150 mm long MS hold fasts welded to the MS frame and the same to be embedded in 1:3:6 pcc. (Approximate 13.8Kg/Sqmt) | Kg | 495.2913 | 4488.0009 | 2032.4868 |  | 2103 |  | 9438265.8485 | 4274319.8224
| 6.05 | Providing and fixing of MS Platform consisting of outer Frame of 40X40mmX5mm thick MS Angle section with equally divided Two intermediate support of 40X40mmX5mm MS Angle section . MS Flat section 25X5mm welded into outer frame at 40mm spacing. (Approximate 16.36Kg/Sqmt) | Kg | 85.3992 | 817.3456 |  |  | 2200 |  | 1798160.32 | 0
[10 empty] | 0 | 0
| 6.06 | Providing fabricating and fixing of MS Ladder as per the approved design and drawing. The quoted rate also includes required welding at site, one coat of primer two coats of synthetical enamal of shade and colour etc., complete. | Kgs | 198 | 90 | R/o |  | 210 |  | 18900 | 0
| 6.07 | 1. Design, fabrication, supply and Installation of MS Structures which consists base plate, foundation bolt, ms tubular Columns, rafters, purlins, connecting plates, gussets, and necessary 8.8 Grade High tension bolts and necessary hardware. Cost includes welding of members using structural steel welding electrodes as per IS 814/816/817, duly finished with 2 coats of approved Epoxy primer with Epoxy paint. 2. Supply & Installation of PVDF coated polyester FR 700 (700g/sm) fabric. PVDF lacquered coated along with Protected against microbial and fungal attack and UV protected & accessories of make LOW AND BONAR (MEHLER) 3. Supply & Installation of Galvanized end plates, Tensioners and GI wire ropes along with Aluminum profiles / flats with bitumen or silicon washers to ensure water tightness. 4 Analysis and Design of membrane, project management, erection and tensioning. 5. Shifting, lifting and handling the materials for erection of the structure as well as crane charges for the same. | Sqm | 56.1883 | [9 empty] | As discussed , This item to be changed to RCC instaed of MS with Tensile fabric
| 6.08 | Providing and fixing SS mesh for window with a 50mmX50MM MS box section Frame as approved by Engineer Incharge. | Sqm | 1.161 | 5.294 | 7.95
| 6.09 | Design, supply, fabrication and installation of Skylight covering with MS Section 50mmX50mm with 10mm thick toughned glass infill all as approved by Engineer in-charge. Typical shop drawing to be submitted for approval. | Sqm | 13.265 | 9 | 7.457
|  | SUB TOTAL- STRUCTURAL STEEL & FABRICATION WORK | [7 empty] | 15178379.7863 | 5518153.6715
7 | MAS-000 | MASONRY WORKS
| 7.01 | Providing and constructing Porotherm block for Load bearing masonry walls of specified thickness in CM 1:6. at all levels in walls, piers, and architectural features using approved Porotherm block of strength (required minimum strength of blocks to be 7N/Sq. mm) including the cost of all materials, labour, transportation, cost of equipment and machinery, loading and unloading, all other incidental charges at all lead and lift, etc., complete as directed. (Block test report to be presented to architect and client before starting the walls at the site. Test to be done at contractor's cost, Blocks to be rejected if noticed broken, chipped, or damaged while stacking or transportation time Note : Consider Cement PPC 33 grade for block masonry works | [9 empty] | Is the corner and jamb side blocks added in this QTY | Quantity to be updated
| a | 400X200X200mm Porotherm VP200
|  | Ground floor | Sqm | 53.2236 |  | 27.8002 |  | 2518.776 |  | 0 | 70022.5496
|  | First floor | Sqm |  |  |  |  | 2519 |  | 0 | 0
Second floor
Third floor
Terrace floor
| 7.02 | Providing and constructing Porotherm block confirming to IS 3952 for non Load bearing masonry walls of specified thickness in CM 1:6. at all levels in walls, piers, and architectural features using approved Porotherm block of strength (required minimum strength of blocks to be 3.5N/Sq. mm) including the cost of all materials, Porotherm VP blocks of matching thickness at corners and sides of wall openings (refer drawings) labour, transportation, cost of equipment and machinery, loading and unloading, all other incidental charges at all lead and lift, etc., complete as directed. (Block test report to be presented to architect and client before starting the walls at the site. Test to be done at contractor's cost, Blocks to be rejected if noticed broken, chipped, or damaged while stacking or transportation time. | [9 empty] | 1) Qty of VP blocks at jambs to be included, and also Include the filling of mortar / pcc at jamb conditions near windows and door. 2) RC stiffner band to be added 3) Add IS code reference if available | 1) Spec mentions use of VP block as methodology, but quantity will be captured under 7.01 2) Done for 100mm blockwork 3) Done
| a | 400X200X200mm Porotherm HP200
|  | Ground floor | Sqm | 1502.4621 | 798.4519 | 482.2351 |  | 2292.732 |  | 1830636.3133 | 1105635.9026
|  | First floor | Sqm | 969.7402 | 881.6886 | 566.5063 |  | 2292.732 |  | 2021475.6902 | 1298847.042
|  | Second Floor | Sqm | 706.1658 | 798.3296 | 200.6063 |  | 2292.732 |  | 1830355.8434 | 459936.4834
|  | Third floor | Sqm | 370.7455 | 881.6916 |  |  | 2292.732 |  | 2021482.5111 | 0
|  | Fourth Floor and above | Sqm |  | 228.3849 |  |  | 2292.732 |  | 523625.4029 | 0
| b | 400X150X200mm Porotherm HP150
|  | Ground floor | Sqm | 168.9914 | 76.1876 |  |  | 1969.812 |  | 150075.1502 | 0
|  | First floor | Sqm | 168.9914 | 76.1876 |  |  | 1969.812 |  | 150075.1502 | 0
|  | Second Floor | Sqm |  | 76.1876 |  |  | 1969.812 |  | 150075.1502 | 0
|  | Third floor | Sqm |  | 76.1876 |  |  | 1969.812 |  | 150075.1502 | 0
|  | Forth Floor and above | Sqm |  |  |  |  | 1969.812 |  | 0 | 0
| C | 400X100X200mm Porotherm HP100 with RCC stiffeners (100mm wide and 100mm thick) M7.5 grade (1:4:8) concrete to be provided at every 1000mm height with 4 numbers of 8 mm Tor steel for the full length of the wall
|  | Ground floor | Sqm | 76.1876 | 88.7001 | 16.83 |  | 1969.812 |  | 174722.5214 | 33151.936
|  | First floor | Sqm | 76.1876 | 79.1109 | 17.595 |  | 1969.812 |  | 155833.6002 | 34658.8421
|  | Second Floor | Sqm |  | 99.8109 |  |  | 1969.812 |  | 196608.7086 | 0
|  | Third floor | Sqm |  | 79.1109 |  |  | 1969.812 |  | 155833.6002 | 0
|  | Forth Floor and above | Sqm |  |  |  |  | 1969.812 |  | 0 | 0
| 7.03 | Same as Item No 6.01 block work with jaali pattern as per specified details and drawing. Work includes lifting & placing, packing and raking out joints at all heights with proper curing, cost of labour, equipment and machinery/ fuel, scaffolding, loading and unloading, transportation, all leads and lifts and other incidental charges.
| a | 400X200X200mm VP Porotherm block masonry | Sqm | 100.7111 | 118.152 | 102.011 |  | 2519 |  | 297624.888 | 256965.709 | ADD VP | Done
Same as Item No 6.01 Porotherm block work in plain arches (Blocks/bricks placed on edge and zero joints on the inside surface) in superstructure for specified span as per the drawing. Work includes form/ template works as per details, masonry work, joints packing, cement slurry, curing, cost of labour, cost of equipment and machinery/ fuel, scaffolding, loading and unloading, transportation, all leads and lifts and other incidental charges etc complete as directed. Arch length shall be measured.
|  | 400X200X200mm Porotherm VP200 | Rmt | 5.329
| 7.04 | Providing and Constructing Concrete Block Masonry as directed by the engineer at all floors, at all levels, with the minimum crushing strength of the block to be 5.0 N/Sq. mm, the works include bedding, jointing, and pointing in Cement mortar 1:6 (1 cement: 6 coarse river sand), and striking and raking out joints with all lead, lift, and depth including scaffolding, working platform, finishing, cutting, curing, material and labour and such other works that are required to make it complete at all floors and heights and works shall be as per specification and as directed by the Engineer In Charge. Note: The works shall conform to IS 2572 for masonry and IS 2185 for blocks.
| a | 400mmX200mmX200mm Solid Concrete Blocks masonry | Cum | 62.359 | 10.56 | 3.6 |  | 6460 |  | 68217.6 | 23256 |  |  |  | 0
| b | 400mmX100mmX200mm Solid Concrete Blocks masonry | Sqm | 5.4 | 0 | 1.3887 |  | 6460 |  | 0 | 8971.002 |  |  |  | 0
| 7.05 | Same as Item No 6.04 block work with jaali pattern as per specified details and drawing. Work includes lifting & placing, packing and raking out joints at all heights with proper curing, cost of labour, equipment and machinery/ fuel, scaffolding, loading and unloading, transportation, all leads and lifts and other incidental charges.
|  | 400mmX200mmX200mm Solid Concrete Blocks masonry | Cum | 76.2326 |  | 14.4319 |  | 6460 |  | 0 | 93229.8156 |  |  |  | 0
| 7.06 | Solid concrete block masonry for steps of required size.
|  | Providing and construction of masonry steps wherever specified, using cement mortar 1:6 including cost of all materials, cost of labour, cost of equipment and machinery, loading and unloading, transportation, all other incidental charges at all leads and lifts etc. complete as directed. | Cum | 3.5418 |  |  |  | 6460 |  | 0 | 0 | Size of blocks to be added
|  | SUB TOTAL- MAONRY WORK | [7 empty] | 9876717.2801 | 3384675.2823
8 | JOI-000 | JOINERY WORKS.
| 8.01 | Providing and fixing of Polyester Powder coated galvanized steel door with Frame. Hollow metal doors as per IS 4351 & IS 16074 made of pressed galvanized steel confirming to IS 277. Frame: Door frame shall be a single rebate grooved profile of size 100 x 58 mm made out of a minimum 1.2 mm (18 gauge) thick galvanized steel sheet. Frames shall be mitered and field assembled with self-tabs. Frames to have a build grooved sealing system and shall be site fitted with PVC seal as standard. All provisions should be mortised, drilled, and tapped for receiving appropriate hardware. Frames should be provided with back plate brackets and anchor fasteners for installation on a finished plastered masonry wall opening. Frames shall be filled with non-fire-rated puff and the gaps shall be filled with backer rod & silicon sealant. | [9 empty] | Make to be mentioned as TATA praves or eq. | Added in LOM sheet
|  | Shutter: Door leaf shall be 46 mm thick fully flush double skin door, with or without vision lite. The door leaf shall be manufactured from a minimum 0.8 mm (22 gauge) thick galvanized steel sheet. The internal construction of the door should be rigid reinforcement pads for receiving appropriate hardware. The infill material shall be a resin-bonded honeycomb core. All doors shall be factory prepped for receiving appropriate hardware and provided with necessary reinforcement for hinges, locks, and door closers. The edges should be interlocked with a bending radius of 1.4 mm. For pair of doors integrated astragals has to be provided on the meeting stile for both active and inactive leaf. Vision lite wherever applicable should be provided as per the manufacturer's recommendation with a clip-on arrangement. Make: TATA Praves or equivalent. | [7 empty] | 0 | 0
| a | 90 DEGREE UNEQUAL DOUBLE POWDER COATED GALVANIZED IRON FRAME WITH GALVANIZED IRON SHUTTER & GLASS PANEL | Sqm | 22.05 |  | 3.15 |  |  |  | 0 | 0
| b | 180 DEGREE UNEQUAL DOUBLE POWDER COATED GALVANIZED IRON FRAME WITH GALVANIZED IRON SHUTTER & GLASS PANEL | Sqm | 50.4 |  | 10.08 |  |  |  | 0 | 0
| c | 180 DEGREE Single SHUTTER POWDER COATED GALVANIZED IRON FRAME WITH GALVANIZED IRON SHUTTER & GLASS PANEL | Sqm | 1.89 | [5 empty] | 0 | 0
| e | POWDER COATED GALVANIZED IRON FRAME WITH GALVANIZED IRON SHUTTER | Sqm | 107.0315 | 162.795 | 46.935 |  |  |  | 0 | 0
| f | POWDER COATED GALVANIZED IRON FRAME WITH GALVANIZED IRON SHUTTER WITH GLASS PANEL | Sqm | 12.6225 | 5.418 | 7.889 |  |  |  | 0 | 0
| g | uNEQUAL DOUBLE SHUTTER POWDER COATED GALVANIZED IRON FRAME WITH GALVANIZED IRON SHUTTER ONE 90DEG & ONE 180DEG SHUTTER & GLASS PANEL | Sqm | 31.5
| 8.02 | Same as Item No 8.01 Providing and fixing of fire rated glass 6mm clear borosilicate of 120min/60min rating of the door. The glass shall remain clear for the entire duration of fire. The size of the glass: 350mm x 750mm | [7 empty] | 0 | 0
|  | Rate shall include supply and installation of frame,shutter and hardware as a complete assembly as mentioned in the door and hardware schedule. HARWARES: 1) Ball bearing hinges size 100 x 75 x 3mm, SSS - Hormann 2) Fire rated Single point surface panic latch, as per EN1125, Silver finish - Hormann 3) External lever handle,with half cylinder, Silver Finish - Hormann 4) Door Closer HDC03 EN 3 with Standard Arm Silver - Hormann 5)Concealed Flush Bolt L=300mm - Hormann 6)Mortise shaft lock, 57 BS, SSS finish - Hormann 7)Flush pull handle, 120mm x 40mm, sss - Hormann | [9 empty] | Highlighted in red is contradicting | Done
| a | 1-HOUR FIRE RATED STEEL DOOR | Sqm | 5.418 |  | 3.1304 |  |  |  | 0 | 0
[10 empty] | 0 | 0
| b | 2-HOUR FIRE RATED STEEL DOOR | Sqm | 12.6 | 28.35 | 3.15 |  |  |  | 0 | 0
| 8.03 | Providing and fixing in position Polyester Powder coated (PPC finish) aluminum glazing in single or composite sections, with sliding, hinged or top hung glazed shutters with 6mm thick tempered glass infill (with mesh provision if indicated in DW schedule) all made in 12 gauge aluminum sections The min. sectional wt. of aluminum window/ door frame to be 1.448 kg/m and that of shutter to be 0.66 kg/m All windows to be protected during execution. The window frames to be anchored to the walls with anchor fasteners and sealing around gaps with silicon sealant and all incidental work complete and as directed. Typical shop drawing for each type of window/ door to be submitted for approval. Works to include supplying & fixing of all door hardwares such as Door Handle, Door Stopper Half round, Lock, Hinges, Door Closer, Occupancy indicator, Grab bar, etc (hardware make: EPDM gaskets from Avigiri or eq., handles/ rollers/ locks from Kinlong, Geze, Hafele or eq.) all as listed in the door/window schedule, all complete and as approved by Engineer in Charge. All work must conform to IS: 733 and IS:1285 Jindal sections domal series : code as per drawings. | [9 empty] | tempered glass make to be mentioned ( saint gobain or eq.) | Added in LOM sheet
| a | POWDER COATED ALUMINIUM SINGLE SHUTTER WITH SLIDING WINDOWWITH INSECT MESH AND FIXED GLASS | Sqm | 18.6326 |  | 76.728
|  | ALUMINIUM WINDOWS | [7 empty] | 0 | 0
| b | POWDER ALUMINIUM 2 PANEL SLIDING WITH INSECT MESH AND FIXED LOUVERS | Sqm | 19.0355 | [5 empty] | 0 | 0
[10 empty] | 0 | 0
| c | POWDER COATED ALUMINIUM 2 PANEL SLIDING WITH INSECT MESH | Sqm | 97.8776 |  | 41.6435 |  | 4486 |  | 0 | 186812.5167
[10 empty] | 0 | 0
| d | POWDER COATED ALUMINIUM 3 PANEL SLIDING WITH INSECT MESH | Sqm | 56.1947 |  | 27.2928 |  |  |  | 0 | 0
[10 empty] | 0 | 0
| e | POWDER COATED ALUMINIUM FRAME WITHFIXED GLASS | Sqm | 36.1131 | 53.5608 | 95.9999 |  |  |  | 0 | 0
[10 empty] | 0 | 0
| f | POWDER COATED ALUMINIUM OPENABLE SHUTTER WITH INSECT MESH | Sqm | 176.9433 | 74.3476 |  |  |  |  | 0 | 0
| g | POWDER COATED ALUMINIUM OPENABLE WITH INSECT MESH AND FIXED GLASS | Sqm | 1.935 | 53.2125 |  |  |  |  | 0 | 0
| h | POWDER COATED ALUMINIUM SLIDING WITH INSECT MESH AND FIXED GALSS | Sqm | 52.207 | 45.666 | 107.1777 |  |  |  | 0 | 0
| i | POWDER COATED ALUMINIUM 3 PANEL SLIDNG WITH GLASS PANEL | Sqm | 142.5774 | 10.08 | 1.575 |  |  |  | 0 | 0 | Aluminuim to be added in 8.03, clarify | Done
[10 empty] | 0 | 0 | Nominal QTY to be added | Al louver item used in C2 blocks, removed from C1
|  | SUB TOTAL- JOINERY WORK | [7 empty] | 0 | 186812.5167
9 | PLS-000 | PLASTERING AND POINTING WORKS.
Note: All plastering shall be included GI plaster mesh of ARPITHA OR EQUIVALENT MAKE for joints & electrical Conduiting area, packing of electrical, plumbing etc...,pipes, hacking of Rack surface, scaffolding, lifting etc., all complete and as approved by Engineer in Charge ( Cement - OPC 43 grade )
| 9.01 | Providing Cement plastering to masonry work, RCC work wherever required with CM 1:4, 15mm thick average with approved smooth finish including providing and removing scaffolding, scraping and cleaning the surface, making grooves in plaster , curing, cost of all materials, cost of labour, cost of equipment and machinery, all lead and lift, loading and unloading, transportation and all other incidental charges etc., complete as directed. | [9 empty] | 1)internal plaster thichkness to be 12 -15 mm, 2) is there a groove or U channel above skirting ? 3) consider internal plastering for poroterm also | 1) Done 2) yes there would be a groove 3) Quantity will be updated
|  | Ground floor | Sqm | 167.1257 | 115.9504 | 84.9723 |  | 429.6277 |  | 49815.4897 | 36506.4514
|  | First floor | Sqm | 151.3151 | 113.7343 | 86.8414 |  | 429.6277 |  | 48863.3918 | 37309.49
|  | Second floor | Sqm | 200.7425 | 113.8237 |  |  | 449.6277 |  | 51178.274 | 0
|  | Third Floor | Sqm |  | 88.6043 |  |  | 449.6277 |  | 39838.9227 | 0
|  | Fourth Floor and Above | Sqm |  |  |  |  | 459.6277 |  | 0 | 0
| 9.02 | Providing sponge finish waterproof plastering to internal surfaces of duct and shafts with cement mortar 1:6 with waterproof compound 25mm thick in two coats with a under layer of 15mm and top layer of 10mm thick, with sand faced finish by treating with wetted sponge rubber after float finish by which sand particles stand out as per specifications. The rate shall include for staging, scaffolding, curing, etc., complete. | Sqm | 350.5163 | 1042.4252 | 112.4359 | [5 empty] | Mention 25 mm thickness in 2 coats | Ok
[10 empty] | 0 | 0
` | 9.03 | Providing pointing to the Block masonry using 1:1 Cement mortar after racking of the joints to a depth of 25mm and nicely lining curing etc… complete. including providing and removing scaffolding, scraping and cleaning the surface, curing, cost of all materials, cost of labour, cost of equipment and machinery, all lead and lift, loading and unloading, transportation and all other incidental charges etc., complete as directed. | [9 empty] | Include this item in Masonry item 6.00 | Kept separate as discussed, as some walls would be plastered on one side
|  | Ground floor | Sqm | 3495.282 | 1926.6792 | 998.1302 |  | 120 |  | 231201.5016 | 119775.63
|  | First floor | Sqm | 2429.8382 | 2073.9741 | 1168.2025 |  | 120 |  | 248876.8944 | 140184.3036
|  | Second Floor | Sqm | 1412.3317 | 1948.6561 | 401.2126 |  | 120 |  | 233838.7344 | 48145.512
|  | Third Floor | Sqm | 741.4909 | 2073.9801 | 0 |  | 120 |  | 248877.6084 | 0
|  | above Fourth floor and abovee floor | Sqm | 0 | 456.7698 | 0 |  | 120 |  | 54812.3796 | 0
| 9.04 | Providing Beading Plastering in CM 1:4, 20mm thick and width up to 300mm with smooth finishing according to specification etc., complete. including providing and removing scaffolding, scraping and cleaning the surface, curing, cost of all materials, cost of labour, cost of equipment and machinery, all lead and lift, loading and unloading, transportation and all other incidental charges etc., complete as directed. | Sqm | 2092.602 | 1989.222 | 920.477
|  | Sub total – Plastering and pointing works | [7 empty] | 1207303.1965 | 381921.387
10 | WPF-000 | WATERPROOF WORKS.
TOILETS & LIFT PITS
| 10.01 | Providing waterproofing for the Toilets by chemical method as follows:Brushing,cleaning & hacking the surface area to provide Brush bond/ equivalent in 2 layers one after the other with 1mm tk as per manufacturers' specification. The cost to include 2coats of waterproofing plaster done with 12mm agg fixing in CM1:4 using river sand with waterproofing admixture mixing with rough finished to required slope with an avg tk of 40mm with a minimum guarantee period of 10yINRNote:Plan area shall be the mode of measurement but only lift pit shall be measured & paid on surface area(Sunken side wall to be considered at 450mm high) all complete and as approved by Engineer in Charge | Sqm | 179.382 | 203.4109 | 69.956 |  | 850 |  | 172899.265 | 59462.6
| 10.02 | TERRACE
Providing waterproofing for Terrace as per the specifications listed below with a minimum guarantee period of 10year
| a | Providing and laying integral cement based weather proofing course including preparation of surface as required for treatment of roofs, balconies, terraces, etc. Work consisting of a) applying a slurry coat of neat cement admixed with water proofing compound over the RCC slab including adjoining walls upto 300 mm height. b) Laying average of 50 to 150mm thick screed concrete of 1:2:4 using 12mm and down size aggregate to required slope as per design and drawings and treating similarly the adjoining walls upto 300 mm height including rounding of junctions of walls and slabs. c) After curing, applying a second coat of cement slurry using cement admixed with water proofing compound conforming to ISI, d) Finishing the surface with 12mm thick jointless cement mortar of mix 1:4 admixed with water proofing compound conforming to ISI and finally finishing the surface with trowel with neat cement slurry and making pattern of 300mm x 300mm square 3 mm deep. e) The whole terrace so finished shall be flooded with water for a minimum period of two weeks for curing and for final test. Including material, curing, scraping/ cleaning of surfaces before/ after the work, cost of labour, cost of equipment and machinery/ fuel, scaffolding, loading and unloading, transportation, all leads and lifts and other incidental charges included etc. complete as directed. | Sqm | 48.1652 | 63.1595 | 47.836 |  | 900 |  | 56843.55 | 43052.409
| b | Providing and laying integral cement based weather proofing course including preparation of surface as required for treatment of roofs, balconies, terraces, etc. Work consisting of a) applying a slurry coat of neat cement admixed with water proofing compound over the RCC slab including adjoining walls upto 300 mm height. b) Laying average of 50 to 150mm thick screed concrete of 1:2:4 using 12mm and down size aggregate to required slope as per design and drawings and treating similarly the adjoining walls upto 300 mm height including rounding of junctions of walls and slabs. c) After curing, applying a second coat of cement slurry using cement admixed with water proofing compound conforming to ISI, d) Providing & laying broken tile/ china mosaic ceramic tile flooring, with under layer 12 mm thick cement mortar 1:4 (1 cement: 4 coarse sand), with joints not exceeding 5 mm, including filling the gaps with ordinary cement mixture & mixing with synthetic polyester fibre, triangular in shape having specific gravity of 1.34 to 1.40, cross section size ranging from 10 to 40 micron & length upto 6 mm , mixing fibre @ 125 grams per 50 kg of cement in cement mortar, including providing and mixing water proofing material in mortar @ 1 kg per 50 kg of cement, all complete as per direction of Engineer-in-charge. e) The whole terrace so finished shall be flooded with water for a minimum period of two weeks for curing and for final test. Including material, curing, scraping/ cleaning of surfaces before/ after the work, cost of labour, cost of equipment and machinery/ fuel, scaffolding, loading and unloading, transportation, all leads and lifts and other incidental charges included etc. complete as directed. | Sqm | 2173.3802 | 696.1847 | 846.8108 |  | 1050 |  | 730993.935 | 889151.34 | check the text in red After completion of ( 11.02 a ) terrace china mosiac laying to be executed | Spec updated to avoid reference to 10.02a
OH TANK
| 10.03a | Providing waterproof plastering in 2 layers in CM1:4 using river sand of 50mm thk for floor, 25mm thk for walls till top slab with waterproof admixture as per Manufacturer's specification approved by consultants with a minimum guarantee period of 10years all complete and as approved by Engineer in Charge | Sqm | 73.5 | 74.564 |  |  | 900 |  | 67107.6 | 0 | Kindly review the methodology, as the injection grouting will be for repair works | Done
| 10.03b | Final epoxy finish For OHT on top of protective screed and plaster: Supplying and applying of two coats of food grade CFTRI certified epoxy coating, Dr. Fixit Dampguard or equivalent having adhesion to concrete > 2.5MPa (as per ASTM D 4541) and applied with a total consumption of 300 grams per Sqm in two coats (150gms /Sqm/coat). Mode of measurement will be actual area treated. All details as per manufactures specification | Sqm | 73.5 | 74.564 |  |  | 900 |  | 67107.6 | 0 | Kindly review the methodology, as the injection grouting will be for repair works | Done
|  | Sub total – Waterproof works | [7 empty] | 1027844.35 | 991666.349
11 | FLR-000 | FLOORING DADOING AND STONE WORKS.
|  | Note: All flooring item shall be inclusive of providing & removing POP protection with polythene sheet, Acid wash etc., complete and use of 3 mm spacer with Polymer Epoxy grout in the joints of approved make as per Manufacturers specifications. Flooring thickness at all level shall be 50 mm thickness over bare RCC / PCC slab | [11 empty] | Epoxy grout to be added for Toilets , water trough and Kitchen
| 11.01 | Providing and laying double cut polished Kota stone tiles cut from 600mm x 600mm x 25mm thick stone slabs (with adjacent edges at 90 degree) flooring cut to size (if required as specified in the drawing). It shall be fixed with cement mortar of 1:4 of thickness upto 25mm and cement slurry to obtain 50 mm (average) thickness (Stone+Mortar). The job shall include polymer grouting joint with pigment to match the stone finish, neatly finished to the approval of the Engineer in charge. Cost to also include labour, materials, wastages, curing, cleaning, cutting, lead, lifts, protection till handover, etc. The job shall be completed in all aspects as shown in the drawing, specifications, polishing, nosing, finishing as specified, all other necessary related works, and as directed by the Engineer in charge.
| a | Mirror Finish
|  | Ground floor | Sqm | 1926.7908 | 393.34 | 519.757 |  | 1415.2576 |  | 556677.4323 | 735590.0548
|  | First floor | Sqm | 1095.722 | 385.13 | 533.563 |  | 1415.2576 |  | 545058.1672 | 755129.1015
|  | Second floor | Sqm | 892.223 | 330.39 |  |  | 1415.2576 |  | 467586.9651 | 0
|  | Third Floor | Sqm | 6.27 | 235.62 |  |  | 1415.2576 |  | 333463.0004 | 0
|  | Fourth Floor |  |  | 8.87
| b | Providing and Fixing of 10-12 mm thick prepolished Kota stone for Skirting of specified sizes in true line and level and fixing with adhesive with approved make as specified. The joints shall be pointed with the matching cement based polymer grout as recommended by Laticrete/ Bal Endura/ Aquamix and colour pigmented. Quoted rate shall include material, labour, filling the joints with joint filling materials with matching pigment, chamfering, making grooves, pointing, edge polishing , all lead anf lifts etc., wherever required, scaffolding, curing etc. complete as per drawing. | [7 empty] | 0 | 0 |  | Skirting revised to kota
Skirting 100mm high
|  | Ground floor | Rmt | 1184.0251 | 292.451 | 145.387 |  | 100 |  | 29245.1 | 14538.7
|  | First floor | Rmt | 711.7174 | 296.819 | 108.153 |  | 100 |  | 29681.9 | 10815.3
|  | Second Floor | Rmt | 585.846 | 274.732 |  |  | 100 |  | 27473.2 | 0
|  | Third Floor | Rmt | 6.27 | 172.284 |  |  | 100 |  | 17228.4 | 0
| c | Do-do the same of 11.01 a but for Staircase with 3mm chamfering & polishing etc., all complete and as approved by Engineer in Charge. The rate to include the cost of anti skid grooves 3 numbers in all treads. | [9 empty] | consider in 12.01 a with grooves at the treads instead of leathered kota | Done
|  | Risers | Sqm | 69.75 | 18.9 | 72 |  | 1298.281 |  | 24537.5103 | 93476.2298
|  | Treads | Sqm | 38.475 | 10.575 | 34.425 |  | 1648.281 |  | 17430.5713 | 56742.0724
|  | Landings | Sqm | 58.2033 | 6.75 | 123.484 |  | 1155.307 |  | 7798.3224 | 142661.9321
| c | Providing and laying leather/brushed finish Kota stone tiles cut from 600mm x 600mm x 25mm thick stone slabs (with adjacent edges at 90 degree) flooring cut to size (if required as specified in the drawing). It shall be fixed with cement mortar of 1:4 of thickness upto 25mm and cement slurry to obtain 50 mm (average) thickness (Stone+Mortar). The job shall include polymer grouting joint with pigment to match the stone finish, neatly finished to the approval of the Engineer in charge. Cost to also include labour, materials, wastages, curing, cleaning, cutting, lead, lifts, protection till handover, etc. The job shall be completed in all aspects as shown in the drawing, specifications, polishing, nosing, finishing as specified, all other necessary related works, and as directed by the Engineer in charge. | Sqm | 10 | 9 | 6 | [5 empty] | consider this mirror finish item 12.01a, there were cleaning issue at other projects | Done, some quantity considered as buffer
[10 empty] | 0 | 0
| 11.02 | Providing and laying cement skirting of 100mm height and 12mm thick, colour and type of surface as below. Under layer of 15mm thick plaster with 1:3 cement mortar mixing with cement hardener and finished with a coat of cement slurry and pigment colour as below complete with curing, finishing, machine polish and waxing as directed. Including material, curing, polish, cleaning of surfaces after the work, waxing, cost of labour, cost of equipment and machinery/ fuel, scaffolding, loading and unloading, transportation, all leads and lifts and other incidental charges included. | Rmt | 15 | 10 | 4 | [5 empty] | consider kota skirting instead of cement skirting | Done, some quantity considered as buffer
Ceramic tiles flooring & dadoing works
| 11.03 | Providing and laying of ceramic tiles for flooring of make, size, color and quality as below. Fixed over a bed of cement mortar 1:4 suitably roughened of average thickness of 12mm, cement slurry using white cement mixed with pigments to match the colour of the tiles if necessary, spacing/ grouting and laid to slope as per design and drawings. Including material, curing, grouting, acid wash, cleaning of surfaces after the work, cutting for floor drain, cost of labour, cost of equipment and machinery/ fuel, scaffolding, loading and unloading, transportation, all leads and lifts and other incidental charges included. | [9 empty] | Make to be specified | Added in LOM sheet
| a | Anti skid ceramic tiles.
|  | Ground floor | Sqm | 72.862 | 46.36 | 41.247 |  | 1506.96 |  | 69862.6656 | 62157.5791
|  | First floor | Sqm | 50.487 | 42.256 | 32.581 |  | 1506.96 |  | 63678.1018 | 49098.2638
|  | Second Floor | Sqm | 50.487 | 41.696 |  |  | 1506.96 |  | 62834.2042 | 0
|  | Third Floor | Sqm |  | 27.16 |  |  | 1506.96 |  | 40929.0336 | 0
| 11.04 | Providing and laying of ceramic tiles for dadoing of make, size, color and quality, including providing waterproof rough plaster 12mm with cement mortar 1:6 and added waterproofing chemical as approved by Engineer In charge , on RCC/ masonry surface at all levels, to required level, line and plumb at all levels including all leads and lifts with necessary scaffolding, curing, etc., complete, followed by a layer of cement mortar 1:4 suitably roughened of average thickness of 12mm, cement slurry using white cement mixed with pigments to match the colour of the tiles if necessary and spacing/ grouting as per design and drawings. Including material, curing, grouting, acid wash, cleaning of surfaces after the work, cost of labour, cost of equipment and machinery/ fuel, scaffolding, loading and unloading, transportation, all leads and lifts and other incidental charges included | [9 empty] | kindly add rough plaster to include in this item | Done
| b | White Ceramic tile;
|  | Ground floor | Sqm | 248.5755 | 203.1207 | 145.2636 |  | 1561 |  | 317071.4127 | 226756.4796
|  | First floor | Sqm | 164.8452 | 186.3135 | 112.2957 |  | 1561 |  | 290835.3735 | 175293.5877
|  | Second Floor | Sqm | 164.8452 | 184.7511 |  |  | 1561 |  | 288396.4671 | 0
|  | Third Floor | Sqm |  | 122.8983 |  |  | 1561 |  | 191844.2463 | 0
Counters Washbasin/Dish wash area/Drinking water trough
Providing and fixing of granite stone slab (machine cut to requisite size) to counter top/ledge top set over 20mm thick CM 1:3 on existing RCC slab including pointing with tinted white cement, tin oxite ,polishing ,curing etc.,complete. Rate to include providing fascia's and making openings in the counter for seating wash basins/sinks etc. and pillar cock.Rate to include sink cutting and edge polising and rounding of edges ,sealing the joints with pigmented mastic etc as approved and as directed .plan area shall be measured ,with all lead and lift and as directed by Engineer in charge at all levels and heights.
| 11.05 | 20mm thick granite slab for washbasin counters | Sqm | 1.8 | 18 | 10.5872 |  | 694.048 |  | 0 | 0 | granite thickness to be 18mm , granite counter for kitchen and GH toilets which is missed | Done
| 11.06 | 20mm thick granite slab for ledge wall coping | Sqm | 1.8225 |  |  |  | 694.048 |  | 12492.864 | 7347.9972
| 11.07 | 10mm thick granite slab for drinking water/ wash area trough coping | Sqm | 6.9462 | 0.42 | 0.8596 |  | 694.048 |  | 291.5002 | 596.6037
| 11.08 | Providing and fixing Urinal partition of size 1000x450mm made using double layer Granite of 20mm thickness fixed to each other using approved adhesive. The urinal partitions shall be fixed onto the wall using approved fixtures in correct line, level & plumb and finished to the approval of the Engineer in charge. Cost to include chasing of wall / plaster wherever required, surface preparation, chamfering, edge polishing, nosing, polishing, necessary supports and adhesives required for fixing, labour, materials, hardwares, wastages, curing, cleaning, all lead, lifts, finishing as specified, any other related works, etc., all complete as per drawing, specifications and as directed by the Engineer in charge. | Nos | 18 |  | 6 | [6 empty] | Added
| 11.09 | Providing and fixing in position 6mm thick frameless toilet mirror. The base shall be made of 9mm thick BWP ply backing/ as required, fixed to block wall by approved methdlogy 6mm thick mirror with polished edges and butt jointed together and shall be fixed with silicon/3M both side tape. The cost to include all related hardware, materials,labour,wastages,lead,lifts,necessary stagging ,scaffolding ,cutting, tools and machinery, other related Works,all complete as per drawings and as directed by engineer Incharge | Sqm | 7.0971 | 20.976 | 6.7035 | [6 empty] | Added as requested
| 11.1 | Providing and laying cement flooring, colour and type of surface as below. Under layer of 35mm thick m-15 cement concrete using 20mm and down size aggregate, top layer of 15mm thick plaster with 1:3 cement mortar mixing with cement hardener and finished with a coat of cement slurry and pigment colour as below, complete with tamping, curing, thread lining, finishing, machine polish and waxing as directed. Including material, curing, polish, cleaning of surfaces after the work, waxing, cost of labour, cost of equipment and machinery/ fuel, scaffolding, loading and unloading, transportation, all leads and lifts and other incidental charges included etc. complete as directed.
|  | Polished grey Cement Flooring: Do-do the same of above,but with trowel finish | Sqm | 8.375 | 23.498 | 3.443 |  | 390 |  | 9164.22 | 1342.77 |  |  | Add Cement flooring for DG , Electricall panel room and pump room
|  | Sub total – Flooring works | [7 empty] | 3403580.6578 | 2331546.6717
12 | PNT-000 | PAINTING WORKS
| 12.01 | Providing & painting two or more coats of Acrylic Emulsion premium paint of approved colour & shade to internal surfaces over one coat of primer including necessary centering, scaffolding, cleaning of paint stains where ever necessary including curing etc, complete with all lead & lift as directed by the engineer incharge.at all levels(Sequence of work shall be Sanding of existing wall/ceiling + 1st primer + 1st coat readymade acrylic putty+ 2nd coat of readymade acrylic putty + 2nd coat primer + two or more coat of approved shade acrylic emulsion paint) all complete and as approved by Engineer in Charge. | [9 empty] | 1 ) Paint Brand to be specified 2) all shaft white wash to be considered | 1) Added in LOM sheet 2) Added below
|  | Ground floor | Sqm | 167.1257 | 115.9504 | 84.9723 |  | 325 |  | 37683.8719 | 27615.9975
|  | First floor | Sqm | 151.3151 | 113.7343 | 86.8414 |  | 325 |  | 36963.6394 | 28223.4712
|  | Second floor | Sqm | 200.7425 | 113.8237 | 0 |  | 325 |  | 36992.6944 | 0
|  | Third Floor | Sqm | 0 | 88.6043 |  |  | 325 |  | 28796.3813 | 0
|  | Fourth floor and above | Sqm | 0 | 0 |  |  | 325 |  | 0 | 0
0
| 12.02 | Prepare the surface of internal walls, beams, column, fins, etc., and apply two coats of lime wash including necessary sand papering, and scaffolding, etc., complete. For Ducts | Sqm | 350.5163 | 1042.4252 | 112.4359
| 12.03 | Providing and applying of two Coat non-glossy silicon paint of Wacker make or equivalent for the external wall surface after cleaning and removing the dirt from the wall surface and applying two coat of Silicon paint over it etc., complete. The rate Including all necessary scaffolding, cost of all materials, cost of labour, cost of equipments and machinery, loading and unloading, transportation and all other incidental charges with lead and lifts etc., complete as directed.
|  | Ground floor | Sqm | 2583.9355 | 1397.2909 | 843.9115 |  | 87 |  | 121564.3079 | 73420.2978
|  | First floor | Sqm | 1697.0453 | 1542.9551 | 991.386 |  | 87 |  | 134237.0909 | 86250.5788
|  | Second Floor | Sqm | 1235.7902 | 1397.0768 | 601.8189 |  | 87 |  | 121545.6831 | 52358.2443
|  | Third Floor | Sqm | 858.4813 | 2645.0748 | 0 |  | 87 |  | 230121.5037 | 0
|  | Fourth floor and above | Sqm | 0 | 685.1547 |  |  | 87 |  | 59608.4628 | 0
0
|  | Subtotal- Painting Work | [7 empty] | 807513.6352 | 267868.5897
13 | MIS-000 | MISCELLANEOUS WORKS
| 13.01 | Providing and filling of broken AAC block concrete in sunken slab and above vaults. Proportion 1:10, one part of cement and ten parts of cinder/broken AAC blocks by volume with proper compaction, levelling and fixing of pvc 40mm drain pipe for sunken area. Including material, curing, pipe work, cost of labour, cost of equipment and machinery/ fuel, scaffolding, loading and unloading, transportation, all leads and lifts and other incidental charges included. | [9 empty] | Can remove Cinder in the item as in khargone it is not available | Done
|  | Toilet | Cum | 30.1249 | 22.54 | 12.6875 |  | 1800 |  | 40572 | 22837.5
| 13.02 | Providing and laying Screed concrete in 1:2:4 with 20mm and down graded stone aggregates and washed river sand wherever to required thickness, slope and trowel finished smooth as directed including levelling, compacting, all leads and lifts with necessary curing and shuttering etc. all complete and as approved by Engineer in Charge at all levels.
|  | 75mm Average thickness for Toilets and Roof above filling | Sqm | 133.177 | 128.8 | 50.75 |  | 345 |  | 44436 | 17508.75
| 13.03 | Providing and fixing of 40 mm dia MS hot dipped galvanized water spouts of 600 mm long. The rate include making holes and packing grouting and waterproofing the surroundings properly all complete and as approved by Engineer in Charge | Nos | [6 empty] | 0 | 0
| 13.04 | Drilling with core cutting machine in RCC beams,slabs,floors etc., for laying pipes and rendering the same in RCC 1:2:4 in river sand finishing the same to the satisfaction of the owner or his authorized representative etc. Including nominal reinforcement wherever required,complete,at all levels The quote shall also include for providing EPOXY based water proofing compound for sealing the joints around the pipes up to 250mm max depth at all heights & levels all complete and as approved by Engineer in Charge | [9 empty] | Add in R/o item | Done
| a | Up to 32mm dia. | Nos | R/o | R/o | R/o |  |  |  | 0 | 0
| b | Above 32mm dia and up to 100mm dia. | Nos | R/o | R/o | R/o |  |  |  | 0 | 0
| c | Above 100mm dia. and up to 200mm dia. | Nos | R/o | R/o | R/o |  |  |  | 0 | 0
| 13.05 | Providing and fixing in position the PVC coated rungs (steps) of size 300x150mm for Sumps, STP and OHT Tank including placing 150mm inside concrete (while doing form work), aligning during concreting, grouting the junction if required, cleaning etc., | Nos | 6 |  | 6 |  |  | 6 | 6
| 13.06 | Providing and fixing in position single component, self sealing water swelling bars made up of flexible polymer composites at construction joints of water retaining structures and wherever specified with proper overlaps at joints of approved makes as per consultants approval. Syncoflex make - 25 mm X25mm | RMT | [5 empty] | 6 | 6
14 |  | Expansion Joint
| 14.01 | FILLER JOINT
|  | Providing and fixing in position 300 mm wide, 20 mm thick premoulded joint filler in expansion joint for fixed ends of simply supported spans not exceeding 10 m to cater for a horizontal movement upto 20 mm, covered with sealant complete as per drawing & Technical Specification | [9 empty] | Review on the Expansion joint details specs | Specific make removed, makes mentioned in LOM
Providing and filling joint sealing compound upto a depth of 100mm as per drawings and technical specifications with coarse sand and 6 per cent bitumen by weight complete as per specifications
| a | For Beam
|  | Ground floor | Rmt | 21.833 |  | 29.611 |  | 430 |  | 0 | 12732.73
|  | First floor | Rmt | 5.48 |  | 29.675 |  | 430 |  | 0 | 12760.25
|  | Second floor | Rmt | 5.48 |  | 29.675 |  | 430 |  | 0 | 12760.25
|  | Third floor | Rmt | 5.48 |  |  |  | 430 |  | 0 | 0
|  | Terrace | Rmt |  |  |  |  | 430 |  | 0 | 0
| b | For Column
|  | Ground floor | Rmt |  |  |  |  | 430 |  | 0 | 0
|  | First floor | Rmt |  |  |  |  | 430 |  | 0 | 0
[8 empty] | 430 |  | 0 | 0
| 14.02 | Providing and fixing of pre-molded high-performance 25mm thick joint filler board. Density should and less than 100Kg/cum and water absorption should not be more than 1.5%. Reff: As per structural drawings. Including material, curing, grouting, cleaning of surfaces after the work, cost of labor, cost of equipment and machinery/ fuel, scaffolding, loading and unloading, transportation, all leads and lifts, and other incidental charges included, etc. complete as directed.
For Corbel portion
|  | First floor | Rmt |  |  |  |  | 1335 |  | 0 | 0
[10 empty] | 0 | 0
| 14.03 | Supply of required manpower as per Engineer in Charge at site
Mason
MC
|  | FC | [7 empty] | 0 | 0
|  | Subtotal- Miscillaneous Works | [6 empty] | 12 | 85020 | 78599.48

## Measurements (hidden)
Description | Nos |  | Length | Breadth | Depth/Height | Qty |  |  | Road NGL Level
Site cleaning | [8 empty] | 2973 | -132 | -200
School Bolck | 1 |  | 2222.4 |  |  | 2222.4 |  |  | 2798 | -306 | -150
GH | 1 |  | 606.24 |  |  | 606.24 |  |  | 2594 | -322 | -1647
DI | 1 |  | 703.34 |  |  | 703.34 |  |  | 2118 | -199 | -1615
[9 empty] | 1129 | -172 | -1500
[9 empty] | 206 | -508 | -1022.4
Excavation | [8 empty] | -42 | -705
APF School | [8 empty] | 1682.2857 | -1105
CF1 | 1 |  | 4.1 | 4.45 | 3 | 54.735 |  |  | 3800 | -1531
F101 | 7 |  | 1.85 | 1.85 | 3 | 71.8725 |  |  | 0 | -1564
[9 empty] | 1900 | -1500
S-F1 | 9 |  | 1.3 | 1.8 | 3 | 63.18 |  |  | 217.7143 | -1771
S-F2 | 4 |  | 1.55 | 2.05 | 3 | 38.13 |  |  |  | -1789
S-F3 | 3 |  | 1.75 | 2.35 | 3 | 37.0125 |  |  |  | -1753
S-F4 | 17 |  | 1.95 | 2.65 | 3 | 263.5425 |  |  |  | -2019
S-F5 | 11 |  | 2.15 | 2.8 | 3 | 198.66 |  |  |  | -1025.0667
S-F6 | 9 |  | 2.35 | 2.95 | 3 | 187.1775
S-F7 | 8 |  | 2.55 | 3.15 | 3 | 192.78
S-F8 | 7 |  | 2.65 | 3.25 | 3 | 180.8625
S-F9 | 7 |  | 2.85 | 3.45 | 3 | 206.4825
S-F10 | 6 |  | 2.95 | 3.55 | 3 | 188.505
S-F11 | 1 |  | 2.95 | 3.9 | 3 | 34.515
S-F12 | 4 |  | 3.25 | 4.05 | 3 | 157.95
S-F13 | 1 |  | 3.35 | 4.05 | 3 | 40.7025
S-F14 | 1 |  | 3.45 | 4.15 | 3 | 42.9525
S-F15 | 2 |  | 3.45 | 4.15 | 3 | 85.905
F102 | 4 |  | 2.25 | 2.25 | 3 | 60.75
F1 | 3 |  | 1.3 | 1.8 | 3 | 21.06
F2 | 4 |  | 1.55 | 2.05 | 3 | 38.13
F3 | 1 |  | 1.75 | 2.35 | 3 | 12.3375
F4 | 1 |  | 1.95 | 2.65 | 3 | 15.5025
F13 | 1 |  | 3.35 | 4.05 | 3 | 40.7025
D-F1 | 3 |  | 1.35 | 1.8 | 3 | 21.87
D-F3 | 2 |  | 1.95 | 2.45 | 3 | 28.665
D-F4 | 1 |  | 2.25 | 2.65 | 3 | 17.8875
D-F5 | 3 |  | 2.45 | 2.9 | 3 | 63.945
D-F7 | 3 |  | 2.75 | 3.35 | 3 | 82.9125
D-F8 | 2 |  | 2.95 | 3.55 | 3 | 62.835
D-F9 | 1 |  | 3.25 | 3.85 | 3 | 37.5375
D-F6 | 1 |  | 2.75 | 3.1 | 3 | 25.575
2574.675
Guest Area
CF2+G-F1+ G-F5+GF5 +GF7 | 1 |  | 55.6 |  | 3 | 166.8
CF3 | 7 |  | 3.35 | 3.05 | 3 | 214.5675
CF4+G f3+G- F4 | 1 |  | 30.885 |  | 3 | 92.655
CF5++CF5 +G-f6 | 1 |  | 39.78 |  | 3 | 119.34
CF6+G-F2+G-F5 | 1 |  | 38.965 |  | 3 | 116.895
G-F1 | 1 |  | 1.75 | 2.35 | 3 | 12.3375
G-F2 | 5 |  | 2.05 | 2.55 | 3 | 78.4125
G-F2+GF2 | 1 |  | 4.95 | 2.05 | 3 | 30.4425
G-F3 | 4 |  | 2.25 | 2.6 | 3 | 70.2
G-F4 | 1 |  | 2.25 | 2.9 | 3 | 19.575
G-F5 | 5 |  | 2.45 | 3.05 | 3 | 112.0875
G-F6 | 1 |  | 2.75 | 3.25 | 3 | 26.8125
G-F7 | 3 |  | 2.95 | 3.35 | 3 | 88.9425
F102 | 1 |  | 2.25 | 2.25 | 3 | 15.1875
1164.255
DI
CF7 | 1 |  | 27.02 |  | 3 | 81.06
D-F2+D-F3+D-F4 | 1 |  | 15.72 |  | 3 | 47.16
D-F1 | 4 |  | 1.35 | 1.8 | 3 | 29.16
D-F2 | 4 |  | 1.65 | 2.15 | 3 | 42.57
D-F3 | 4 |  | 1.95 | 2.45 | 3 | 57.33
D-F4 | 1 |  | 2.25 | 2.65 | 3 | 17.8875
D-F5 | 2 |  | 2.45 | 2.9 | 3 | 42.63
D-F6 | 8 |  | 2.75 | 3.1 | 3 | 204.6
D-F7 | 1 |  | 2.75 | 3.35 | 3 | 27.6375
D-F8 | 1 |  | 2.95 | 3.55 | 3 | 31.4175
D-F9 | 2 |  | 3.25 | 3.85 | 3 | 75.075
656.5275
Backfilling
School Block
sides of Foundation
Total Earthwork | [5 empty] | 2574.675
Deduct PCC Qty | [5 empty] | -90.4696
Deduct RCC footing Qty | [5 empty] | -471.2512
Column Pedastal qty | [5 empty] | -53.376
Column upto NGL
Total qty | [5 empty] | 1959.5781
DI
sides of Foundation
Total Earthwork | [5 empty] | 656.5275
Deduct PCC Qty | [5 empty] | -19.4004
Deduct RCC footing Qty | [5 empty] | -108.1552
Column Pedastal qty | [5 empty] | -16.692
Column upto NGL
Total qty | [5 empty] | 512.2799
GH
sides of Foundation
Total Earthwork | [5 empty] | 1164.255
Deduct PCC Qty | [5 empty] | -37.8541
Deduct RCC footing Qty | [5 empty] | -184.0166
Column Pedastal qty | [5 empty] | -32.5605
Column upto NGL
Total qty | [5 empty] | 909.8237
Plinth Filling
School Block
FFL-200 | 1 |  | 245.369 |  | 0.3 | 73.6107
FFL250 | 1 |  | 1977.031 |  | 0.5 | 988.5155
FFL 1000 | 1 |  | 777.753 |  | 0.7 | 544.4271
1606.5533
DI-FFL 1250 | 1 |  | 606.24 |  | 0.5 | 303.12
GH | 1 |  | 606.24 |  | 0.663 | 401.9371
Antitermite treatement
School Bolck | 1 |  | 2222.4 |  |  | 2222.4
DI | 1 |  | 703.34 |  |  | 703.34
GH | 1 |  | 606.24 |  |  | 606.24
PCC For Footing
APF School
F1 | 3 |  | 1.225 | 1.725 | 0.1 | 0.63394
F2 | 4 |  | 1.475 | 1.975 | 0.1 | 1.1652
F3 | 1 |  | 1.675 | 2.275 | 0.1 | 0.38106
F4 | 1 |  | 1.875 | 2.575 | 0.1 | 0.48281
F13 | 1 |  | 3.275 | 3.975 | 0.1 | 1.3018
0
CF1 | 1 |  | 3.925 | 4.375 | 0.1 | 1.7172
F101 | 7 |  | 1.775 | 1.775 | 0.1 | 2.2054
F102 | 4 |  | 2.175 | 2.175 | 0.1 | 1.8923
S-F1 | 9 |  | 1.225 | 1.725 | 0.1 | 1.9018
S-F2 | 4 |  | 1.475 | 1.975 | 0.1 | 1.1652
S-F3 | 3 |  | 1.675 | 2.275 | 0.1 | 1.1432
S-F4 | 17 |  | 1.875 | 2.575 | 0.1 | 8.2078
S-F5 | 11 |  | 2.075 | 2.725 | 0.1 | 6.2198
S-F6 | 9 |  | 2.275 | 2.875 | 0.1 | 5.8866
S-F7 | 8 |  | 2.475 | 3.075 | 0.1 | 6.0885
S-F8 | 7 |  | 2.575 | 3.175 | 0.1 | 5.7229
S-F9 | 7 |  | 2.775 | 3.375 | 0.1 | 6.5559
S-F10 | 6 |  | 2.875 | 3.475 | 0.1 | 5.9944
S-F11 | 1 |  | 2.875 | 3.825 | 0.1 | 1.0997
S-F12 | 4 |  | 3.175 | 3.975 | 0.1 | 5.0483
S-F13 | 1 |  | 3.275 | 3.975 | 0.1 | 1.3018
S-F14 | 1 |  | 3.375 | 4.075 | 0.1 | 1.3753
S-F15 | 2 |  | 3.375 | 4.075 | 0.1 | 2.7506
D-F1 | 3 |  | 1.275 | 1.725 | 0.1 | 0.65981
D-F3 | 2 |  | 1.875 | 2.375 | 0.1 | 0.89062
D-F4 | 1 |  | 2.175 | 2.575 | 0.1 | 0.56006
D-F5 | 3 |  | 2.375 | 2.825 | 0.1 | 2.0128
D-F7 | 3 |  | 2.675 | 3.275 | 0.1 | 2.6282
D-F8 | 2 |  | 2.875 | 3.475 | 0.1 | 1.9981
D-F9 | 1 |  | 3.175 | 3.775 | 0.1 | 1.1986
D-F6 | 1 |  | 2.675 | 3.025 | 0.1 | 0.80919
Below Concrete Block Foundation | 49 |  | 0.6 | 0.6 | 0.1 | 1.764
Below Concrete Block Foundation
For Attached Toilet walls | 1 |  | 5.784 | 0.9 | 0.15 | 0.78084
| 1 |  | 5.584 | 0.9 | 0.15 | 0.75384
| 1 |  | 7.508 | 0.9 | 0.15 | 1.0136
| 1 |  | 7.12 | 0.9 | 0.15 | 0.9612
| 1 |  | 18.215 | 0.9 | 0.15 | 2.459
| 1 |  | 5.221 | 0.9 | 0.15 | 0.70483
| 1 |  | 7.654 | 0.9 | 0.15 | 1.0333
90.4696
DI
CF7+Df10 | 1 |  | 25.27 |  | 0.1 | 2.527
D-F2+D-F4 | 1 |  | 9.16 |  | 0.1 | 0.916
D-F1 | 4 |  | 1.275 | 1.725 | 0.1 | 0.87975
D-F2 | 4 |  | 1.575 | 2.075 | 0.1 | 1.3073
D-F3 | 4 |  | 1.875 | 2.375 | 0.1 | 1.7812
D-F4 | 1 |  | 2.175 | 2.575 | 0.1 | 0.56006
D-F5 | 2 |  | 2.375 | 2.825 | 0.1 | 1.3419
D-F6 | 8 |  | 2.675 | 3.025 | 0.1 | 6.4735
D-F7 | 1 |  | 2.675 | 3.275 | 0.1 | 0.87606
D-F8 | 1 |  | 2.875 | 3.475 | 0.1 | 0.99906
D-F9 | 1 |  | 3.175 | 3.775 | 0.1 | 1.1986
Below SSM Foundation | 15 |  | 0.6 | 0.6 | 0.1 | 0.54
19.4004
Guest Area
CF2+ G-F5+GF5 | 1 |  | 37.797 |  | 0.1 | 3.7797
CF3 | 7 |  | 3.275 | 2.975 | 0.1 | 6.8202
CF4 | 1 |  | 4.125 | 3.725 | 0.1 | 1.5366
CF5++CF5 | 1 |  | 4.125 | 6.575 | 0.1 | 2.7122
CF6 | 1 |  | 4.525 | 5.675 | 0.1 | 2.5679
CF6+G-F2+G-F5 | 1 |  | 12.39 |  | 0.1 | 1.239
G-F1 | 2 |  | 1.675 | 2.275 | 0.1 | 0.76213
G-F2 | 5 |  | 1.975 | 2.475 | 0.1 | 2.4441
G-F2+GF2 | 1 |  | 4.875 | 1.975 | 0.1 | 0.96281
G-F3 | 5 |  | 2.175 | 2.525 | 0.1 | 2.7459
G-F4 | 2 |  | 2.175 | 2.825 | 0.1 | 1.2289
G-F5 | 5 |  | 2.375 | 2.975 | 0.1 | 3.5328
G-F6 | 2 |  | 2.675 | 3.175 | 0.1 | 1.6986
G-F7 | 4 |  | 2.875 | 3.275 | 0.1 | 3.7663
F102 | 1 |  | 2.175 | 2.175 | 0.1 | 0.47306
Below SSM Foundation | 19 |  | 0.6 | 0.6 | 0.1 | 0.684
| 15 |  | 1 | 0.6 | 0.1 | 0.9
37.8541
Floor PCC
School Bolck | 1 |  | 2183.51 |  | 0.1 | 218.351
DI | 1 |  | 677.795 |  | 0.1 | 67.7795
GH | 1 |  | 606.24 |  | 0.1 | 60.624
PCC Below Plinth Beams
School Block
PB1 | 1 |  | 17.329 | 0.35 | 0.1 | 0.60652
| 1 |  | 3.887 | 0.35 | 0.1 | 0.13605
| 1 |  | 5.048 | 0.35 | 0.1 | 0.17668
| 1 |  | 14.183 | 0.35 | 0.1 | 0.49641
| 1 |  | 0.83 | 0.35 | 0.1 | 0.02905
| 1 |  | 4.364 | 0.35 | 0.1 | 0.15274
| 1 |  | 6.671 | 0.35 | 0.1 | 0.23349
| 1 |  | 4.564 | 0.35 | 0.1 | 0.15974
| 1 |  | 2.796 | 0.35 | 0.1 | 0.09786
| 1 |  | 1.84 | 0.35 | 0.1 | 0.0644
| 1 |  | 7.22 | 0.35 | 0.1 | 0.2527
| 1 |  | 8.512 | 0.35 | 0.1 | 0.29792
| 1 |  | 9.06 | 0.35 | 0.1 | 0.3171
| 1 |  | 11.917 | 0.35 | 0.1 | 0.4171
| 1 |  | 8.66 | 0.35 | 0.1 | 0.3031
| 1 |  | 8.616 | 0.35 | 0.1 | 0.30156
| 1 |  | 8.36 | 0.35 | 0.1 | 0.2926
| 1 |  | 11.447 | 0.35 | 0.1 | 0.40065
| 1 |  | 6.821 | 0.35 | 0.1 | 0.23874
| 1 |  | 8.011 | 0.35 | 0.1 | 0.28039
| 1 |  | 12.759 | 0.35 | 0.1 | 0.44657
| 1 |  | 11.348 | 0.35 | 0.1 | 0.39718
| 1 |  | 8.888 | 0.35 | 0.1 | 0.31108
| 1 |  | 17.456 | 0.35 | 0.1 | 0.61096
| 1 |  | 10.819 | 0.35 | 0.1 | 0.37867
| 1 |  | 1.476 | 0.35 | 0.1 | 0.05166
| 1 |  | 3.151 | 0.35 | 0.1 | 0.11029
| 1 |  | 1.95 | 0.35 | 0.1 | 0.06825
| 1 |  | 2.2 | 0.35 | 0.1 | 0.077
| 1 |  | 2.27 | 0.35 | 0.1 | 0.07945
| 1 |  | 4.35 | 0.35 | 0.1 | 0.15225
| 1 |  | 4.05 | 0.35 | 0.1 | 0.14175
| 1 |  | 22.184 | 0.35 | 0.1 | 0.77644
| 1 |  | 3.536 | 0.35 | 0.1 | 0.12376
| 1 |  | 17.405 | 0.35 | 0.1 | 0.60918
| 1 |  | 2.25 | 0.35 | 0.1 | 0.07875
| 1 |  | 4.4 | 0.35 | 0.1 | 0.154
| 1 |  | 4.7 | 0.35 | 0.1 | 0.1645
| 1 |  | 2.25 | 0.35 | 0.1 | 0.07875
| 1 |  | 2.425 | 0.35 | 0.1 | 0.084875
| 1 |  | 2.325 | 0.35 | 0.1 | 0.081375
| 1 |  | 2.25 | 0.35 | 0.1 | 0.07875
| 1 |  | 4.535 | 0.35 | 0.1 | 0.15873
| 1 |  | 28.5397 | 0.35 | 0.1 | 0.99889
| 1 |  | 3.096 | 0.35 | 0.1 | 0.10836
| 1 |  | 23.009 | 0.35 | 0.1 | 0.80532
| 1 |  | 7.236 | 0.35 | 0.1 | 0.25326
| 1 |  | 9.91 | 0.35 | 0.1 | 0.34685
| 1 |  | 1.987 | 0.35 | 0.1 | 0.069545
| 1 |  | 1 | 0.35 | 0.1 | 0.035
| 1 |  | 3.707 | 0.35 | 0.1 | 0.12974
| 1 |  | 3.724 | 0.35 | 0.1 | 0.13034
| 1 |  | 1.3 | 0.35 | 0.1 | 0.0455
| 1 |  | 4.274 | 0.35 | 0.1 | 0.14959
| 1 |  | 9.51 | 0.35 | 0.1 | 0.33285
| 1 |  | 5.101 | 0.35 | 0.1 | 0.17854
| 1 |  | 7.692 | 0.35 | 0.1 | 0.26922
| 1 |  | 22.631 | 0.35 | 0.1 | 0.79209
| 1 |  | 10.842 | 0.35 | 0.1 | 0.37947
| 1 |  | 19.28 | 0.35 | 0.1 | 0.6748
| 1 |  | 2.775 | 0.35 | 0.1 | 0.097125
| 1 |  | 12.861 | 0.35 | 0.1 | 0.45014
| 1 |  | 2.92 | 0.35 | 0.1 | 0.1022
| 1 |  | 2.8 | 0.35 | 0.1 | 0.098
| 1 |  | 4.87 | 0.35 | 0.1 | 0.17045
| 1 |  | 2.625 | 0.35 | 0.1 | 0.091875
| 1 |  | 2.95 | 0.35 | 0.1 | 0.10325
| 1 |  | 2.7 | 0.35 | 0.1 | 0.0945
| 6 |  | 2.77 | 0.35 | 0.1 | 0.5817
| 14 |  | 2.95 | 0.35 | 0.1 | 1.4455
| 1 |  | 2.05 | 0.35 | 0.1 | 0.07175
| 1 |  | 4.346 | 0.35 | 0.1 | 0.15211
| 3 |  | 7.446 | 0.35 | 0.1 | 0.78183
| 1 |  | 4.346 | 0.35 | 0.1 | 0.15211
| 1 |  | 3.351 | 0.35 | 0.1 | 0.11729
| 2 |  | 6.35 | 0.35 | 0.1 | 0.4445
School | 1 |  | 8.415 | 0.35 | 0.1 | 0.29453
| 1 |  | 9.814 | 0.35 | 0.1 | 0.34349
| 1 |  | 4.657 | 0.35 | 0.1 | 0.163
| 1 |  | 2.091 | 0.35 | 0.1 | 0.073185
| 1 |  | 12.753 | 0.35 | 0.1 | 0.44636
| 1 |  | 8.95 | 0.35 | 0.1 | 0.31325
| 1 |  | 5.6 | 0.35 | 0.1 | 0.196
| 1 |  | 5.8 | 0.35 | 0.1 | 0.203
| 1 |  | 5.6051 | 0.35 | 0.1 | 0.19618
| 1 |  | 7.95 | 0.35 | 0.1 | 0.27825
| 1 |  | 8.44 | 0.35 | 0.1 | 0.2954
| 1 |  | 1.346 | 0.35 | 0.1 | 0.04711
| 1 |  | 17.217 | 0.35 | 0.1 | 0.60259
| 1 |  | 3.31 | 0.35 | 0.1 | 0.11585
| 1 |  | 11.963 | 0.35 | 0.1 | 0.41871
| 1 |  | 8.94 | 0.35 | 0.1 | 0.3129
| 1 |  | 56.133 | 0.35 | 0.1 | 1.9647
| 1 |  | 17.905 | 0.35 | 0.1 | 0.62668
| 1 |  | 10.876 | 0.35 | 0.1 | 0.38066
| 1 |  | 57.069 | 0.35 | 0.1 | 1.9974
| 1 |  | 3.876 | 0.35 | 0.1 | 0.13566
| 1 |  | 5.547 | 0.35 | 0.1 | 0.19415
| 1 |  | 12.569 | 0.35 | 0.1 | 0.43992
| 1 |  | 43.055 | 0.35 | 0.1 | 1.5069
Dining Area
| 1 |  | 5.984 | 0.35 | 0.1 | 0.20944
| 1 |  | 5.25 | 0.35 | 0.1 | 0.18375
| 1 |  | 11.349 | 0.35 | 0.1 | 0.39722
| 1 |  | 5.374 | 0.35 | 0.1 | 0.18809
| 1 |  | 10.949 | 0.35 | 0.1 | 0.38322
| 1 |  | 11.248 | 0.35 | 0.1 | 0.39368
| 1 |  | 10.649 | 0.35 | 0.1 | 0.37272
| 1 |  | 16.799 | 0.35 | 0.1 | 0.58797
| 1 |  | 13.635 | 0.35 | 0.1 | 0.47723
| 2 |  | 12.299 | 0.35 | 0.1 | 0.86093
36.7227
DI | 1 |  | 6.176 | 0.35 | 0.1 | 0.21616
| 1 |  | 8.772 | 0.35 | 0.1 | 0.30702
| 1 |  | 5.5 | 0.35 | 0.1 | 0.1925
| 1 |  | 9.913 | 0.35 | 0.1 | 0.34696
| 1 |  | 6.945 | 0.35 | 0.1 | 0.24308
| 1 |  | 1.1 | 0.35 | 0.1 | 0.0385
| 2 |  | 2.745 | 0.35 | 0.1 | 0.19215
| 2 |  | 0.6 | 0.35 | 0.1 | 0.042
| 1 |  | 3.2 | 0.35 | 0.1 | 0.112
| 1 |  | 10.945 | 0.35 | 0.1 | 0.38308
| 1 |  | 3.811 | 0.35 | 0.1 | 0.13339
| 1 |  | 9.803 | 0.35 | 0.1 | 0.3431
| 1 |  | 4.927 | 0.35 | 0.1 | 0.17245
| 1 |  | 3.886 | 0.35 | 0.1 | 0.13601
| 1 |  | 4.702 | 0.35 | 0.1 | 0.16457
| 1 |  | 9.794 | 0.35 | 0.1 | 0.34279
| 1 |  | 3.811 | 0.35 | 0.1 | 0.13339
| 1 |  | 7.134 | 0.35 | 0.1 | 0.24969
| 1 |  | 5.279 | 0.35 | 0.1 | 0.18477
| 1 |  | 18.685 | 0.35 | 0.1 | 0.65398
| 1 |  | 19.735 | 0.35 | 0.1 | 0.69073
5.2783
GH
PB1 | 7 |  | 3.101 | 0.35 | 0.1 | 0.75975
| 7 |  | 0.912 | 0.35 | 0.1 | 0.22344
| 7 |  | 3.965 | 0.35 | 0.1 | 0.97142
| 1 |  | 5.395 | 0.35 | 0.1 | 0.18883
| 1 |  | 4.365 | 0.35 | 0.1 | 0.15278
| 3 |  | 4.44 | 0.35 | 0.1 | 0.4662
| 1 |  | 3.915 | 0.35 | 0.1 | 0.13703
| 1 |  | 4.065 | 0.35 | 0.1 | 0.14228
| 1 |  | 34.511 | 0.35 | 0.1 | 1.2079
| 1 |  | 30.763 | 0.35 | 0.1 | 1.0767
| 1 |  | 1 | 0.35 | 0.1 | 0.035
| 1 |  | 9.111 | 0.35 | 0.1 | 0.31889
| 1 |  | 13.744 | 0.35 | 0.1 | 0.48104
| 1 |  | 18.082 | 0.35 | 0.1 | 0.63287
| 1 |  | 3.05 | 0.35 | 0.1 | 0.10675
| 4 |  | 1.058 | 0.35 | 0.1 | 0.14812
| 4 |  | 0.807 | 0.35 | 0.1 | 0.11298
| 4 |  | 4.015 | 0.35 | 0.1 | 0.5621
| 2 |  | 4.765 | 0.35 | 0.1 | 0.33355
| 2 |  | 4.815 | 0.35 | 0.1 | 0.33705
8.3946
DPC
For Attached Toilet walls | 1 |  | 5.784 | 0.45 | 0.15 | 0.39042
| 1 |  | 5.584 | 0.45 | 0.15 | 0.37692
| 1 |  | 7.508 | 0.45 | 0.15 | 0.50679
| 1 |  | 7.12 | 0.45 | 0.15 | 0.4806
| 1 |  | 18.215 | 0.45 | 0.15 | 1.2295
| 1 |  | 5.221 | 0.45 | 0.15 | 0.35242
| 1 |  | 7.654 | 0.45 | 0.15 | 0.51665
3.8533
DI Steps area Blockwork | 1 |  | 9.279 | 0.45 | 0.15 | 0.62633
Coping Concrete
School Block
For Parapet wall
Parapet wall | 1 |  | 224.608 |  |  | 224.608
FF Parapet wall | 1 |  | 13.89 |  |  | 13.89
| 1 |  | 2.8 |  |  | 2.8
Library | 1 |  | 7.19 |  |  | 7.19
0
SF | 1 |  | 1.744 |  |  | 1.744
Staff Open terrace | 1 |  | 10.041 |  |  | 10.041
Beside Class 12 | 1 |  | 5.8 |  |  | 5.8
| 1 |  | 5.6 |  |  | 5.6
SCHool
PHE Shaft | 2 |  | 0.5805 |  |  | 1.161
272.834
DI | 1 |  | 175.968 |  |  | 175.968
DI Ventilation Shaft
Ventilation shaft | 1 |  | 1.5 |  |  | 1.5
Skylight | 1 |  | 1.5 |  |  | 1.5
FF Ventilation Shaft | 2 |  | 2.475 |  |  | 4.95
183.918
GH
Parapet | 1 |  | 97.829 |  |  | 97.829
GH
Skylight
3rd Floor | 1 |  | 2.547 |  |  | 2.547
Terrace | 1 |  | 2.747 |  |  | 2.747
On Parapet wall
Parapet wall FF
1200mm height
Lobby Double ht area | 1 |  | 3.398 |  |  | 3.398
| 1 |  | 1.754 |  |  | 1.754
| 1 |  | 4.67 |  |  | 4.67
| 1 |  | 3.098 |  |  | 3.098
Passage | 2 |  | 0.843 |  |  | 1.686
| 2 |  | 5.8 |  |  | 11.6
| 2 |  | 0.693 |  |  | 1.386
Staicase side Parapet wall | 1 |  | 1.972 |  |  | 1.972
| 1 |  | 1.4 |  |  | 1.4
Below railing
Railing Passage area | 4 |  | 1.25 |  |  | 5
| 1 |  | 2.672 |  |  | 2.672
SF Parapet
Recretion Room | 1 |  | 4.424 |  |  | 4.424
| 1 |  | 13.59 |  |  | 13.59
Passage | 2 |  | 0.843 |  |  | 1.686
| 2 |  | 5.8 |  |  | 11.6
| 2 |  | 0.693 |  |  | 1.386
Staicase side Parapet wall | 1 |  | 1.545 |  |  | 1.545
| 1 |  | 2.122 |  |  | 2.122
Below railing
Railing Passage area | 4 |  | 1.25 |  |  | 5
| 1 |  | 2.672 |  |  | 2.672
TF
Parapet wall | 1 |  | 1.5 |  |  | 1.5
Passage | 2 |  | 8.686 |  |  | 17.372
| 1 |  | 36.245 |  |  | 36.245
240.901
Window sill
W117 | 5 |  | 1.7 |  |  | 8.5
W120 | 1 |  | 2.846 |  |  | 2.846
W101 | 3 |  | 1.2 |  |  | 3.6
W105 | 2 |  | 2.2 |  |  | 4.4
W106 | 1 |  | 1.89 |  |  | 1.89
W113 | 1 |  | 2.04 |  |  | 2.04
W115 | 3 |  | 2.6 |  |  | 7.8
W116 | 6 |  | 2.025 |  |  | 12.15
W117 | 1 |  | 1.7 |  |  | 1.7
W118 | 1 |  | 2.916 |  |  | 2.916
W119 | 1 |  | 2.841 |  |  | 2.841
W124 | 2 |  | 1.4 |  |  | 2.8
W126 | 17 |  | 1.7 |  |  | 28.9
W130 | 17 |  | 1.7 |  |  | 28.9
W135 | 1 |  | 1.2 |  |  | 1.2
W140 | 2 |  | 2.503 |  |  | 5.006
W102 | 1 |  | 4.534 |  |  | 4.534
W103 | 1 |  | 2.7 |  |  | 2.7
W104 | 2 |  | 1.55 |  |  | 3.1
W121 | 1 |  | 3.545 |  |  | 3.545
W138 | 1 |  | 4.534 |  |  | 4.534
W107 | 7 |  | 0.65 |  |  | 4.55
W111 | 3 |  | 0.65 |  |  | 1.95
W112 | 1 |  | 0.65 |  |  | 0.65
W122 | 1 |  | 1.5 |  |  | 1.5
W125 | 4 |  | 4.7 |  |  | 18.8
W128 | 3 |  | 4.725 |  |  | 14.175
W129 | 3 |  | 2.6 |  |  | 7.8
W131 | 6 |  | 1.7 |  |  | 10.2
W133 | 4 |  | 4 |  |  | 16
W134 | 2 |  | 4.2 |  |  | 8.4
W139 | 4 |  | 0.65 |  |  | 2.6
W108 | 3 |  | 1 |  |  | 3
W109 | 2 |  | 0.575 |  |  | 1.15
W127 | 1 |  | 0.65 |  |  | 0.65
W132 | 3 |  | 1.2 |  |  | 3.6
W137 | 1 |  | 0.8 |  |  | 0.8
W110 | 3 |  | 1.2 |  |  | 3.6
W114 | 12 |  | 1.4 |  |  | 16.8
W123 | 1 |  | 2.44 |  |  | 2.44
W136 | 1 |  | 2.16 |  |  | 2.16
W144 | 1 |  | 3.42 |  |  | 3.42
W147 | 1 |  | 4.547 |  |  | 4.547
W148 | 1 |  | 1.7 |  |  | 1.7
W149 | 1 |  | 1.67 |  |  | 1.67
W150 | 1 |  | 3.693 |  |  | 3.693
W118 | 1 |  | 1.7 |  |  | 1.7
W141 | 1 |  | 1.4 |  |  | 1.4
W142 | 8 |  | 2.66 |  |  | 21.28
W145 | 1 |  | 1.67 |  |  | 1.67
W151 | 4 |  | 3.075 |  |  | 12.3
W152 | 4 |  | 2.975 |  |  | 11.9
W153 | 2 |  | 3.068 |  |  | 6.136
W154 | 2 |  | 3.025 |  |  | 6.05
W157 | 2 |  | 2.288 |  |  | 4.576
W159 | 3 |  | 1.7 |  |  | 5.1
W160 | 8 |  | 2.66 |  |  | 21.28
W161 | 2 |  | 1.235 |  |  | 2.47
W163 | 2 |  | 1.185 |  |  | 2.37
W164 | 2 |  | 1.285 |  |  | 2.57
W165 | 2 |  | 1.233 |  |  | 2.466
W146 | 1 |  | 4.507 |  |  | 4.507
W162 | 4 |  | 3.43 |  |  | 13.72
W143 | 4 |  | 5.17 |  |  | 20.68
W155 | 1 |  | 2.44 |  |  | 2.44
W156 | 1 |  | 1.28 |  |  | 1.28
W158 | 6 |  | 0.65 |  |  | 3.9
W166 | 1 |  | 5.9 |  |  | 5.9
W167 | 1 |  | 5.8 |  |  | 5.8
W168 | 1 |  | 6 |  |  | 6
W169 | 1 |  | 5.836 |  |  | 5.836
445.088
GH
W324 | 36 |  | 0.8 |  |  | 28.8
W306 | 24 |  | 1.065 |  |  | 25.56
W304A | 60 |  | 0.8 |  |  | 48
W306A | 24 |  | 1.014 |  |  | 24.336
W307A | 4 |  | 0.963 |  |  | 3.852
W308A | 8 |  | 1.1 |  |  | 8.8
W312 | 1 |  | 2.6 |  |  | 2.6
W316 | 4 |  | 2.6 |  |  | 10.4
W320 | 1 |  | 3.1 |  |  | 3.1
W305 | 28 |  | 0.8 |  |  | 22.4
W309 | 2 |  | 0.872 |  |  | 1.744
W304 | 32 |  | 0.8 |  |  | 25.6
W307 | 4 |  | 1.025 |  |  | 4.1
W310 | 8 |  | 1.258 |  |  | 10.064
W313 | 2 |  | 1.158 |  |  | 2.316
W315 | 6 |  | 1.208 |  |  | 7.248
W320 | 1 |  | 3.1 |  |  | 3.1
W322 | 1 |  | 1.1 |  |  | 1.1
W323 | 1 |  | 1.1 |  |  | 1.1
W301 | 1 |  | 1.28 |  |  | 1.28
W302 | 4 |  | 1.1 |  |  | 4.4
W308 | 8 |  | 1.1 |  |  | 8.8
W311 | 4 |  | 2.6 |  |  | 10.4
W314 | 4 |  | 2.6 |  |  | 10.4
W303 | 40 |  | 0.8 |  |  | 32
W317 | 1 |  | 2.776 |  |  | 2.776
W318 | 3 |  | 2.829 |  |  | 8.487
W319 | 1 |  | 1.547 |  |  | 1.547
314.31
DI
W201 | 1 |  | 1.1 |  |  | 1.1
W202 | 2 |  | 1.4 |  |  | 2.8
W203 | 3 |  | 1.4 |  |  | 4.2
W204 | 1 |  | 2.3 |  |  | 2.3
W205 | 2 |  | 1.4 |  |  | 2.8
W206 | 1 |  | 1.13 |  |  | 1.13
W207 | 3 |  | 1.4 |  |  | 4.2
W214 | 2 |  | 1.557 |  |  | 3.114
W215 | 2 |  | 1.2 |  |  | 2.4
W216 | 3 |  | 1.4 |  |  | 4.2
W220 | 2 |  | 1.557 |  |  | 3.114
W210 | 5 |  | 4.147 |  |  | 20.735
W221 | 1 |  | 3.4 |  |  | 3.4
W208 | 11 |  | 4.147 |  |  | 45.617
W219 | 4 |  | 3.194 |  |  | 12.776
W203A | 2 |  | 1.4 |  |  | 2.8
W205A | 1 |  | 1.4 |  |  | 1.4
W208A | 15 |  | 4.147 |  |  | 62.205
W209 | 2 |  | 1.14 |  |  | 2.28
W209A | 2 |  | 1.14 |  |  | 2.28
W211 | 1 |  | 2.975 |  |  | 2.975
W212 | 1 |  | 2.025 |  |  | 2.025
W213 | 1 |  | 2.6 |  |  | 2.6
W217 | 4 |  | 4.147 |  |  | 16.588
W218 | 2 |  | 2.2 |  |  | 4.4
W219A | 2 |  | 6.237 |  |  | 12.474
W222 | 2 |  | 5.737 |  |  | 11.474
237.387
RCC for Footing
APF School
F1 | 3 |  | 1.15 | 1.65 | 0.45 | 2.5616
F2 | 4 |  | 1.4 | 1.9 | 0.45 | 4.788
F3 | 1 |  | 1.6 | 2.2 | 0.45 | 1.584
F4 | 1 |  | 1.8 | 2.5 | 0.45 | 2.025
F13 | 1 |  | 3.2 | 3.9 | 0.675 | 8.424
0
CF1 | 1 |  | 3.85 | 4.3 | 0.675 | 11.1746
F101 | 7 |  | 1.7 | 1.7 | 0.45 | 9.1035
F102 | 4 |  | 2.1 | 2.1 | 0.45 | 7.938
S-F1 | 9 |  | 1.15 | 1.65 | 0.45 | 7.6849
S-F2 | 4 |  | 1.4 | 1.9 | 0.45 | 4.788
S-F3 | 3 |  | 1.6 | 2.2 | 0.45 | 4.752
S-F4 | 17 |  | 1.8 | 2.5 | 0.45 | 34.425
S-F5 | 11 |  | 2 | 2.65 | 0.675 | 39.3525
S-F6 | 9 |  | 2.2 | 2.8 | 0.675 | 37.422
S-F7 | 8 |  | 2.4 | 3 | 0.675 | 38.88
S-F8 | 7 |  | 2.5 | 3.1 | 0.675 | 36.6188
S-F9 | 7 |  | 2.7 | 3.3 | 0.675 | 42.0998
S-F10 | 6 |  | 2.8 | 3.4 | 0.675 | 38.556
S-F11 | 1 |  | 2.8 | 3.75 | 0.675 | 7.0875
S-F12 | 4 |  | 3.1 | 3.9 | 0.675 | 32.643
S-F13 | 1 |  | 3.2 | 3.9 | 0.675 | 8.424
S-F14 | 1 |  | 3.3 | 4 | 0.675 | 8.91
S-F15 | 2 |  | 3.3 | 4 | 0.675 | 17.82
Dinining area
D-F1 | 3 |  | 1.2 | 1.65 | 0.45 | 2.673
D-F3 | 2 |  | 1.8 | 2.3 | 0.45 | 3.726
D-F4 | 1 |  | 2.1 | 2.5 | 0.45 | 2.3625
D-F5 | 3 |  | 2.3 | 2.75 | 0.675 | 12.8081
D-F6 | 1 |  | 2.6 | 2.95 | 0.675 | 5.1773
D-F7 | 3 |  | 2.6 | 3.2 | 0.675 | 16.848
D-F8 | 2 |  | 2.8 | 3.4 | 0.675 | 12.852
D-F9 | 1 |  | 3.1 | 3.7 | 0.675 | 7.7423
471.2512
Guest Area
CF2 | 1 |  | 4.15 | 5.4 | 0.9 | 20.169
CF3 | 7 |  | 3.2 | 2.9 | 0.45 | 29.232
CF4 | 1 |  | 3.65 | 4.05 | 0.45 | 6.6521
CF5 | 2 |  | 3.25 | 4.05 | 0.45 | 11.8462
CF6 | 1 |  | 4.45 | 5.6 | 0.75 | 18.69
G-F1 | 2 |  | 1.6 | 2.2 | 0.45 | 3.168
G-F2 | 8 |  | 1.9 | 2.4 | 0.45 | 16.416
G-F3 | 5 |  | 2.1 | 2.45 | 0.45 | 11.5763
G-F4 | 2 |  | 2.1 | 2.75 | 0.45 | 5.1975
G-F5 | 8 |  | 2.3 | 2.9 | 0.45 | 24.012
G-F6 | 2 |  | 2.6 | 3.1 | 0.675 | 10.881
G-F7 | 4 |  | 2.8 | 3.2 | 0.675 | 24.192
F102 | 1 |  | 2.1 | 2.1 | 0.45 | 1.9845
184.0166
DI
CF7 | 1 |  | 2.7 | 3.7 | 0.675 | 6.7433
D-F1 | 4 |  | 1.2 | 1.65 | 0.45 | 3.564
D-F2 | 5 |  | 1.5 | 2 | 0.45 | 6.75
D-F3 | 4 |  | 1.8 | 2.3 | 0.45 | 7.452
D-F4 | 2 |  | 2.1 | 2.5 | 0.45 | 4.725
D-F5 | 2 |  | 2.3 | 2.75 | 0.675 | 8.5388
D-F6 | 8 |  | 2.6 | 2.95 | 0.675 | 41.418
D-F7 | 1 |  | 2.6 | 3.2 | 0.675 | 5.616
D-F8 | 1 |  | 2.8 | 3.4 | 0.675 | 6.426
D-F9 | 1 |  | 3.1 | 3.7 | 0.675 | 7.7423
D-F10 | 1 |  | 3.4 | 4 | 0.675 | 9.18
108.1552
Column
Pedstal School
P1 | 5 |  | 0.6 | 0.9 | 0.6 | 1.62
P2 | 18 |  | 0.6 | 1.2 | 0.6 | 7.776
P3 | 7 |  | 1.1 | 1.4 | 0.6 | 6.468
P4 | 11 |  | 1.8 | 2.1 | 0.6 | 24.948
P5 | 1 |  | 1.5 | 1.8 | 0.6 | 1.62
P6 | 6 |  | 1.6 | 1.9 | 0.6 | 10.944
53.376
Pedstal-DI
P1 | 1 |  | 0.6 | 0.9 | 0.6 | 0.324
P3 | 5 |  | 1.1 | 1.4 | 0.6 | 4.62
P4 | 1 |  | 1.8 | 2.1 | 0.6 | 2.268
P6 | 4 |  | 1.6 | 1.9 | 0.6 | 7.296
P103 | 1 |  | 1.4 | 2.6 | 0.6 | 2.184
16.692
Pedstal GH
P3 | 10 |  | 1.1 | 1.4 | 0.6 | 9.24
P101 | 3 |  | 2.05 | 2.45 | 0.6 | 9.0405
P102 | 7 |  | 1.7 | 2 | 0.6 | 14.28
32.5605
School Block
PB1 | 1 |  | 17.329 | 0.2 | 0.45 | 1.5596
| 1 |  | 3.887 | 0.2 | 0.45 | 0.34983
| 1 |  | 5.048 | 0.2 | 0.45 | 0.45432
| 1 |  | 14.183 | 0.2 | 0.45 | 1.2765
| 1 |  | 0.83 | 0.2 | 0.45 | 0.0747
| 1 |  | 4.364 | 0.2 | 0.45 | 0.39276
| 1 |  | 6.671 | 0.2 | 0.45 | 0.60039
| 1 |  | 4.564 | 0.2 | 0.45 | 0.41076
| 1 |  | 2.796 | 0.2 | 0.45 | 0.25164
| 1 |  | 1.84 | 0.2 | 0.45 | 0.1656
| 1 |  | 7.22 | 0.2 | 0.45 | 0.6498
| 1 |  | 8.512 | 0.2 | 0.45 | 0.76608
| 1 |  | 9.06 | 0.2 | 0.45 | 0.8154
| 1 |  | 11.917 | 0.2 | 0.45 | 1.0725
| 1 |  | 8.66 | 0.2 | 0.45 | 0.7794
| 1 |  | 8.616 | 0.2 | 0.45 | 0.77544
| 1 |  | 8.36 | 0.2 | 0.45 | 0.7524
| 1 |  | 11.447 | 0.2 | 0.45 | 1.0302
| 1 |  | 6.821 | 0.2 | 0.45 | 0.61389
| 1 |  | 8.011 | 0.2 | 0.45 | 0.72099
| 1 |  | 12.759 | 0.2 | 0.45 | 1.1483
| 1 |  | 11.348 | 0.2 | 0.45 | 1.0213
| 1 |  | 8.888 | 0.2 | 0.45 | 0.79992
| 1 |  | 17.456 | 0.2 | 0.45 | 1.571
| 1 |  | 10.819 | 0.2 | 0.45 | 0.97371
| 1 |  | 1.476 | 0.2 | 0.45 | 0.13284
| 1 |  | 3.151 | 0.2 | 0.45 | 0.28359
| 1 |  | 1.95 | 0.2 | 0.45 | 0.1755
| 1 |  | 2.2 | 0.2 | 0.45 | 0.198
| 1 |  | 2.27 | 0.2 | 0.45 | 0.2043
| 1 |  | 4.35 | 0.2 | 0.45 | 0.3915
| 1 |  | 4.05 | 0.2 | 0.45 | 0.3645
| 1 |  | 22.184 | 0.2 | 0.45 | 1.9966
| 1 |  | 3.536 | 0.2 | 0.45 | 0.31824
| 1 |  | 17.405 | 0.2 | 0.45 | 1.5665
| 1 |  | 2.25 | 0.2 | 0.45 | 0.2025
| 1 |  | 4.4 | 0.2 | 0.45 | 0.396
| 1 |  | 4.7 | 0.2 | 0.45 | 0.423
| 1 |  | 2.25 | 0.2 | 0.45 | 0.2025
| 1 |  | 2.425 | 0.2 | 0.45 | 0.21825
| 1 |  | 2.325 | 0.2 | 0.45 | 0.20925
| 1 |  | 2.25 | 0.2 | 0.45 | 0.2025
| 1 |  | 4.535 | 0.2 | 0.45 | 0.40815
| 1 |  | 28.5397 | 0.2 | 0.45 | 2.5686
| 1 |  | 3.096 | 0.2 | 0.45 | 0.27864
| 1 |  | 23.009 | 0.2 | 0.45 | 2.0708
| 1 |  | 7.236 | 0.2 | 0.45 | 0.65124
| 1 |  | 9.91 | 0.2 | 0.45 | 0.8919
| 1 |  | 1.987 | 0.2 | 0.45 | 0.17883
| 1 |  | 1 | 0.2 | 0.45 | 0.09
| 1 |  | 3.707 | 0.2 | 0.45 | 0.33363
| 1 |  | 3.724 | 0.2 | 0.45 | 0.33516
| 1 |  | 1.3 | 0.2 | 0.45 | 0.117
| 1 |  | 4.274 | 0.2 | 0.45 | 0.38466
| 1 |  | 9.51 | 0.2 | 0.45 | 0.8559
| 1 |  | 5.101 | 0.2 | 0.45 | 0.45909
| 1 |  | 7.692 | 0.2 | 0.45 | 0.69228
| 1 |  | 22.631 | 0.2 | 0.45 | 2.0368
| 1 |  | 10.842 | 0.2 | 0.45 | 0.97578
| 1 |  | 19.28 | 0.2 | 0.45 | 1.7352
| 1 |  | 2.775 | 0.2 | 0.45 | 0.24975
| 1 |  | 12.861 | 0.2 | 0.45 | 1.1575
| 1 |  | 2.92 | 0.2 | 0.45 | 0.2628
| 1 |  | 2.8 | 0.2 | 0.45 | 0.252
| 1 |  | 4.87 | 0.2 | 0.45 | 0.4383
| 1 |  | 2.625 | 0.2 | 0.45 | 0.23625
| 1 |  | 2.95 | 0.2 | 0.45 | 0.2655
| 1 |  | 2.7 | 0.2 | 0.45 | 0.243
| 6 |  | 2.77 | 0.2 | 0.45 | 1.4958
| 14 |  | 2.95 | 0.2 | 0.45 | 3.717
| 1 |  | 2.05 | 0.2 | 0.45 | 0.1845
| 1 |  | 4.346 | 0.2 | 0.45 | 0.39114
| 3 |  | 7.446 | 0.2 | 0.45 | 2.0104
| 1 |  | 4.346 | 0.2 | 0.45 | 0.39114
| 1 |  | 3.351 | 0.2 | 0.45 | 0.30159
| 2 |  | 6.35 | 0.2 | 0.45 | 1.143
0
School | 1 |  | 8.415 | 0.2 | 0.45 | 0.75735
| 1 |  | 9.814 | 0.2 | 0.45 | 0.88326
| 1 |  | 4.657 | 0.2 | 0.45 | 0.41913
| 1 |  | 2.091 | 0.2 | 0.45 | 0.18819
| 1 |  | 12.753 | 0.2 | 0.45 | 1.1478
| 1 |  | 8.95 | 0.2 | 0.45 | 0.8055
| 1 |  | 5.6 | 0.2 | 0.45 | 0.504
| 1 |  | 5.8 | 0.2 | 0.45 | 0.522
| 1 |  | 5.6051 | 0.2 | 0.45 | 0.50446
| 1 |  | 7.95 | 0.2 | 0.45 | 0.7155
| 1 |  | 8.44 | 0.2 | 0.45 | 0.7596
| 1 |  | 1.346 | 0.2 | 0.45 | 0.12114
| 1 |  | 17.217 | 0.2 | 0.45 | 1.5495
| 1 |  | 3.31 | 0.2 | 0.45 | 0.2979
| 1 |  | 11.963 | 0.2 | 0.45 | 1.0767
| 1 |  | 8.94 | 0.2 | 0.45 | 0.8046
| 1 |  | 56.133 | 0.2 | 0.45 | 5.052
| 1 |  | 17.905 | 0.2 | 0.45 | 1.6115
| 1 |  | 10.876 | 0.2 | 0.45 | 0.97884
| 1 |  | 57.069 | 0.2 | 0.45 | 5.1362
| 1 |  | 3.876 | 0.2 | 0.45 | 0.34884
| 1 |  | 5.547 | 0.2 | 0.45 | 0.49923
| 1 |  | 12.569 | 0.2 | 0.45 | 1.1312
| 1 |  | 43.055 | 0.2 | 0.45 | 3.875
Dining Area
| 1 |  | 5.984 | 0.2 | 0.45 | 0.53856
| 1 |  | 5.25 | 0.2 | 0.45 | 0.4725
| 1 |  | 11.349 | 0.2 | 0.45 | 1.0214
| 1 |  | 5.374 | 0.2 | 0.45 | 0.48366
| 1 |  | 10.949 | 0.2 | 0.45 | 0.98541
| 1 |  | 11.248 | 0.2 | 0.45 | 1.0123
| 1 |  | 10.649 | 0.2 | 0.45 | 0.95841
| 1 |  | 16.799 | 0.2 | 0.45 | 1.5119
| 1 |  | 13.635 | 0.2 | 0.45 | 1.2272
| 2 |  | 12.299 | 0.2 | 0.45 | 2.2138
94.4298
OTS stage
Toe Wall | 1 |  | 33.336 | 0.4 | 1.05 | 14.0011
Toe Wall | 1 |  | 58.869 | 0.4 | 1.05 | 24.725
Creche | 2 |  | 5.896 | 0.4 | 0.75 | 3.5376
UKG | 1 |  | 6.947 | 0.4 | 0.75 | 2.0841
| 1 |  | 7.811 | 0.4 | 0.75 | 2.3433
| 1 |  | 12.086 | 0.4 | 0.75 | 3.6258
| 1 |  | 19.324 | 0.4 | 0.75 | 5.7972
56.1141
GH | 2 |  | 2.669 | 0.4 | 0.75 | 1.6014
OTS stage
Toe Wall | 1 |  | 33.336 | 0.6 | 0.1 | 2.0002
Toe Wall | 1 |  | 58.869 | 0.6 | 0.1 | 3.5321
Creche | 2 |  | 5.896 | 0.6 | 0.1 | 0.70752
UKG | 1 |  | 6.947 | 0.6 | 0.1 | 0.41682
| 1 |  | 7.811 | 0.6 | 0.1 | 0.46866
| 1 |  | 12.086 | 0.6 | 0.1 | 0.72516
| 1 |  | 19.324 | 0.6 | 0.1 | 1.1594
|  |  |  | 0.6 |  | 9.0099
GH | 2 |  | 2.669 | 0.6 | 0.1 | 0.32028
OTS stage
Toe Wall | 2 |  | 33.336 |  | 1.05 | 70.0056
Toe Wall | 2 |  | 58.869 |  | 1.05 | 123.6249
Creche | 4 |  | 5.896 |  | 0.75 | 17.688
UKG | 2 |  | 6.947 |  | 0.75 | 10.4205
| 2 |  | 7.811 |  | 0.75 | 11.7165
| 2 |  | 12.086 |  | 0.75 | 18.129
| 2 |  | 19.324 |  | 0.75 | 28.986
280.5705
GH
| 4 |  | 2.669 |  | 0.75 | 8.007
DI | 1 |  | 6.176 | 0.2 | 0.45 | 0.55584
| 1 |  | 8.772 | 0.2 | 0.45 | 0.78948
| 1 |  | 5.5 | 0.2 | 0.45 | 0.495
| 1 |  | 9.913 | 0.2 | 0.45 | 0.89217
| 1 |  | 6.945 | 0.2 | 0.45 | 0.62505
| 1 |  | 1.1 | 0.2 | 0.45 | 0.099
| 2 |  | 2.745 | 0.2 | 0.45 | 0.4941
| 2 |  | 0.6 | 0.2 | 0.45 | 0.108
| 1 |  | 3.2 | 0.2 | 0.45 | 0.288
| 1 |  | 10.945 | 0.2 | 0.45 | 0.98505
| 1 |  | 3.811 | 0.2 | 0.45 | 0.34299
| 1 |  | 9.803 | 0.2 | 0.45 | 0.88227
| 1 |  | 4.927 | 0.2 | 0.45 | 0.44343
| 1 |  | 3.886 | 0.2 | 0.45 | 0.34974
| 1 |  | 4.702 | 0.2 | 0.45 | 0.42318
| 1 |  | 9.794 | 0.2 | 0.45 | 0.88146
| 1 |  | 3.811 | 0.2 | 0.45 | 0.34299
| 1 |  | 7.134 | 0.2 | 0.45 | 0.64206
| 1 |  | 5.279 | 0.2 | 0.45 | 0.47511
| 1 |  | 18.685 | 0.2 | 0.45 | 1.6817
| 1 |  | 19.735 | 0.2 | 0.45 | 1.7762
13.5727
GH
PB1 | 7 |  | 3.101 | 0.2 | 0.45 | 1.9536
| 7 |  | 0.912 | 0.2 | 0.45 | 0.57456
| 7 |  | 3.965 | 0.2 | 0.45 | 2.498
| 1 |  | 5.395 | 0.2 | 0.45 | 0.48555
| 1 |  | 4.365 | 0.2 | 0.45 | 0.39285
| 3 |  | 4.44 | 0.2 | 0.45 | 1.1988
| 1 |  | 3.915 | 0.2 | 0.45 | 0.35235
| 1 |  | 4.065 | 0.2 | 0.45 | 0.36585
| 1 |  | 34.511 | 0.2 | 0.45 | 3.106
| 1 |  | 30.763 | 0.2 | 0.45 | 2.7687
| 1 |  | 1 | 0.2 | 0.45 | 0.09
| 1 |  | 9.111 | 0.2 | 0.45 | 0.81999
| 1 |  | 13.744 | 0.2 | 0.45 | 1.237
| 1 |  | 18.082 | 0.2 | 0.45 | 1.6274
| 1 |  | 3.05 | 0.2 | 0.45 | 0.2745
| 4 |  | 1.058 | 0.2 | 0.45 | 0.38088
| 4 |  | 0.807 | 0.2 | 0.45 | 0.29052
| 4 |  | 4.015 | 0.2 | 0.45 | 1.4454
| 2 |  | 4.765 | 0.2 | 0.45 | 0.8577
| 2 |  | 4.815 | 0.2 | 0.45 | 0.8667
21.5862
Column
School Block
Upto GF
S-C1 | 1 |  | 0.3 | 0.75 | 2.45 | 0.55125
S-C2 | 1 |  | 0.3 | 1.05 | 2.45 | 0.77175
S-C3 | 1 |  | 0.3 | 0.6 | 1.625 | 0.2925
S-C4 | 1 |  | 0.3 | 0.6 | 1.625 | 0.2925
S-C5 | 1 |  | 0.3 | 0.6 | 2.45 | 0.441
S-C6 | 1 |  | 0.3 | 0.6 | 2.225 | 0.4005
S-C7 | 1 |  | 0.3 | 0.6 | 2.225 | 0.4005
S-C8 | 1 |  | 0.3 | 0.6 | 2.225 | 0.4005
S-C9 | 1 |  | 0.3 | 0.6 | 1.625 | 0.2925
S-C10 | 1 |  | 0.3 | 0.6 | 2.45 | 0.441
S-C11 | 1 |  | 0.3 | 0.6 | 2.45 | 0.441
S-C12 | 1 |  | 0.3 | 0.6 | 2.45 | 0.441
S-C13 | 1 |  | 0.3 | 0.6 | 2.45 | 0.441
S-C14 | 1 |  | 0.3 | 0.6 | 2.45 | 0.441
S-C15 | 1 |  | 0.3 | 1.05 | 1.625 | 0.51187
S-C16 | 1 |  | 0.3 | 1.05 | 1.625 | 0.51187
S-C17 | 1 |  | 0.3 | 0.6 | 1.625 | 0.2925
S-C18 | 1 |  | 0.3 | 0.6 | 2.45 | 0.441
S-C19 | 1 |  | 0.3 | 0.6 | 1.625 | 0.2925
S-C20 | 1 |  | 0.3 | 0.6 | 1.625 | 0.2925
S-C21 | 1 |  | 0.3 | 0.6 | 1.625 | 0.2925
S-C22 | 1 |  | 0.3 | 1.05 | 1.625 | 0.51187
S-C23 | 1 |  | 0.3 | 0.75 | 1.625 | 0.36562
S-C24 | 1 |  | 0.3 | 0.9 | 1.625 | 0.43875
S-C25 | 1 |  | 0.3 | 0.75 | 2.225 | 0.50062
S-C26 | 1 |  | 0.3 | 0.6 | 2.45 | 0.441
S-C27 | 1 |  | 0.3 | 0.6 | 2.225 | 0.4005
S-C28 | 1 |  | 0.3 | 0.6 | 2.225 | 0.4005
S-C29 | 1 |  | 0.3 | 1.2 | 2.225 | 0.801
S-C30 | 1 |  | 0.3 | 0.9 | 1.625 | 0.43875
S-C31 | 1 |  | 0.3 | 0.75 | 1.625 | 0.36562
S-C32 | 1 |  | 0.3 | 0.9 | 1.625 | 0.43875
S-C33 | 1 |  | 0.3 | 1.05 | 1.625 | 0.51187
S-C34 | 1 |  | 0.3 | 0.6 | 2.45 | 0.441
S-C35 | 1 |  | 0.3 | 0.6 | 1.625 | 0.2925
S-C36 | 1 |  | 0.3 | 0.6 | 2.225 | 0.4005
S-C37 | 1 |  | 0.3 | 0.75 | 2.225 | 0.50062
S-C38 | 1 |  | 0.3 | 0.6 | 2.45 | 0.441
S-C39 | 1 |  | 0.3 | 0.6 | 2.225 | 0.4005
S-C40 | 1 |  | 0.3 | 0.6 | 2.225 | 0.4005
S-C41 | 1 |  | 0.3 | 0.6 | 2.45 | 0.441
S-C42 | 1 |  | 0.3 | 0.6 | 1.85 | 0.333
S-C43 | 1 |  | 0.3 | 0.9 | 1.625 | 0.43875
S-C44 | 1 |  | 0.375 | 0.6 | 1.625 | 0.36562
S-C45 | 1 |  | 0.375 | 0.6 | 1.625 | 0.36562
S-C46 | 1 |  | 0.3 | 0.9 | 1.625 | 0.43875
S-C47 | 1 |  | 0.3 | 0.75 | 2.225 | 0.50062
S-C48 | 1 |  | 3.142 | 0.09 | 2.45 | 0.69281
S-C49 | 1 |  | 3.142 | 0.09 | 2.225 | 0.62919
S-C50 | 1 |  | 3.142 | 0.09 | 2.225 | 0.62919
S-C51 | 1 |  | 3.142 | 0.09 | 2.45 | 0.69281
S-C52 | 1 |  | 3.142 | 0.09 | 2.225 | 0.62919
S-C53 | 1 |  | 0.3 | 0.6 | 1.625 | 0.2925
S-C54 | 1 |  | 0.3 | 0.6 | 2.45 | 0.441
S-C55 | 1 |  | 0.3 | 0.6 | 2.45 | 0.441
S-C56 | 1 |  | 0.3 | 0.6 | 1.625 | 0.2925
S-C57 | 1 |  | 0.3 | 0.9 | 2.45 | 0.6615
S-C58 | 1 |  | 0.3 | 0.9 | 1.625 | 0.43875
S-C59 | 1 |  | 0.3 | 0.6 | 2.225 | 0.4005
S-C60 | 1 |  | 0.3 | 0.9 | 1.625 | 0.43875
S-C61 | 1 |  | 0.3 | 0.9 | 1.625 | 0.43875
S-C62 | 1 |  | 0.3 | 0.9 | 1.625 | 0.43875
S-C63 | 1 |  | 0.3 | 0.9 | 1.625 | 0.43875
S-C64 | 1 |  | 0.3 | 0.6 | 2.225 | 0.4005
S-C65 | 1 |  | 0.3 | 0.6 | 2.45 | 0.441
S-C66 | 1 |  | 0.3 | 0.6 | 2.45 | 0.441
S-C67 | 1 |  | 0.3 | 0.6 | 2.45 | 0.441
S-C68 | 1 |  | 0.3 | 0.6 | 2.45 | 0.441
S-C69 | 1 |  | 0.3 | 0.6 | 2.45 | 0.441
S-C70 | 1 |  | 0.3 | 0.6 | 2.45 | 0.441
S-C71 | 1 |  | 0.3 | 1.05 | 2.225 | 0.70087
S-C72 | 1 |  | 0.3 | 1.05 | 2.225 | 0.70087
S-C73 | 1 |  | 0.3 | 1.2 | 2.225 | 0.801
S-C74 | 1 |  | 0.3 | 1.2 | 2.45 | 0.882
S-C75 | 1 |  | 0.3 | 0.6 | 1.625 | 0.2925
S-C76 | 1 |  | 0.3 | 0.75 | 1.625 | 0.36562
S-C77 | 1 |  | 0.3 | 0.75 | 1.625 | 0.36562
S-C78 | 1 |  | 0.3 | 0.75 | 1.625 | 0.36562
S-C79 | 1 |  | 0.3 | 1.5 | 2.225 | 1.0012
S-C80 | 1 |  | 0.3 | 1.5 | 2.225 | 1.0012
S-C81 | 1 |  | 0.3 | 0.6 | 2.45 | 0.441
S-C81 | 1 |  | 3.142 | 0.050625 | 2.45 | 0.38971
S-C82 | 1 |  | 0.3 | 0.6 | 2.225 | 0.4005
S-C83 | 1 |  | 0.3 | 0.9 | 1.625 | 0.43875
S-C84 | 1 |  | 0.3 | 1.05 | 1.625 | 0.51187
S-C85 | 1 |  | 0.3 | 1.05 | 1.625 | 0.51187
S-C86 | 1 |  | 0.3 | 1.05 | 1.625 | 0.51187
S-C87 | 1 |  | 0.3 | 1.05 | 1.625 | 0.51187
S-C88 | 1 |  | 0.3 | 1.05 | 1.625 | 0.51187
S-C89 | 1 |  | 0.3 | 0.9 | 1.625 | 0.43875
S-C90 | 1 |  | 0.3 | 1.05 | 2.45 | 0.77175
S-C91 | 1 |  | 0.3 | 0.6 | 2.45 | 0.441
S-C92 | 1 |  | 3.142 | 0.050625 | 2.45 | 0.38971
S-C93 | 1 |  | 0.3 | 0.6 | 2.45 | 0.441
1
C101 | 1 |  | 3.142 | 0.09 | 2.45 | 0.69281
C102 | 1 |  | 3.142 | 0.09 | 2.45 | 0.69281
C103 | 1 |  | 3.142 | 0.09 | 2.45 | 0.69281
C104 | 1 |  | 3.142 | 0.09 | 2.45 | 0.69281
C105 | 1 |  | 3.142 | 0.09 | 2.45 | 0.69281
C106 | 1 |  | 3.142 | 0.09 | 2.45 | 0.69281
C107 | 1 |  | 3.142 | 0.09 | 2.45 | 0.69281
DC-1 | 1 |  | 0.3 | 0.6 | 2.45 | 0.441
DC-2 | 1 |  | 0.3 | 0.6 | 2.45 | 0.441
DC-3 | 1 |  | 0.3 | 0.6 | 2.45 | 0.441
DC-4 | 1 |  | 0.3 | 0.6 | 2.45 | 0.441
DC-5 | 1 |  | 0.3 | 0.6 | 2.45 | 0.441
DC-6 | 1 |  | 0.3 | 0.6 | 2.45 | 0.441
DC-7 | 1 |  | 0.3 | 0.9 | 2.225 | 0.60075
DC-8 | 1 |  | 0.3 | 1.05 | 2.45 | 0.77175
DC-9 | 1 |  | 0.3 | 1.05 | 2.45 | 0.77175
DC-10 | 2 |  | 0.3 | 0.9 | 2.225 | 1.2015
DC-11 | 1 |  | 0.3 | 0.6 | 2.45 | 0.441
DC-12 | 1 |  | 0.3 | 0.6 | 2.45 | 0.441
DC-13 | 2 |  | 0.3 | 1.05 | 2.45 | 1.5435
DC-14 | 1 |  | 3.142 | 0.0225 | 2.45 | 0.1732
DC-15 | 1 |  | 3.142 | 0.0225 | 2.45 | 0.1732
DC-16 | 1 |  | 3.142 | 0.0225 | 2.45 | 0.1732
DC-17 | 1 |  | 3.142 | 0.0225 | 2.45 | 0.1732
DC-18 | 1 |  | 0.3 | 0.9 | 2.225 | 0.60075
DC-25 | 2 |  | 0.3 | 1.05 | 2.45 | 1.5435
XDC-25 | 2 |  | 0.3 | 0.9 | 2.45 | 1.323
DC-28 | 1 |  | 0.3 | 1.05 | 2.45 | 0.77175
DC-31 | 1 |  | 0.3 | 1.05 | 1.625 | 0.51187
DC-33 | 1 |  | 0.3 | 1.05 | 1.625 | 0.51187
DC-42 | 1 |  | 0.3 | 1.05 | 2.45 | 0.77175
DC-43 | 1 |  | 0.3 | 1.05 | 1.625 | 0.51187
DC-46 | 1 |  | 0.3 | 1.05 | 2.225 | 0.70087
DC-47 | 1 |  | 0.3 | 1.05 | 1.625 | 0.51187
DC-51 | 1 |  | 0.3 | 0.9 | 2.45 | 0.6615
DC-52 | 1 |  | 0.3 | 0.9 | 2.45 | 0.6615
DC-53 | 1 |  | 0.3 | 0.9 | 2.225 | 0.60075
[6 empty] | 67.9308 | 67.9308
GF to FF
S-C1 | 1 |  | 0.3 | 0.75 | 3.1 | 0.6975
S-C2 | 1 |  | 0.3 | 1.05 | 3.1 | 0.9765
S-C3 | 1 |  | 0.3 | 0.6 | 3.55 | 0.639
S-C4 | 1 |  | 0.3 | 0.6 | 3.55 | 0.639
S-C5 | 1 |  | 0.3 | 0.6 | 3.55 | 0.639
S-C6 | 1 |  | 0.3 | 0.6 | 3.55 | 0.639
S-C7 | 1 |  | 0.3 | 0.6 | 3.55 | 0.639
S-C8 | 1 |  | 0.3 | 0.6 | 3.55 | 0.639
S-C9 | 1 |  | 0.3 | 0.6 | 3.55 | 0.639
S-C10 | 1 |  | 0.3 | 0.6 | 3.55 | 0.639
S-C11 | 1 |  | 0.3 | 0.6 | 3.55 | 0.639
S-C12 | 1 |  | 0.3 | 0.6 | 3.55 | 0.639
S-C13 | 1 |  | 0.3 | 0.6 | 3.55 | 0.639
S-C14 | 1 |  | 0.3 | 0.6 | 3.55 | 0.639
S-C15 | 1 |  | 0.3 | 1.05 | 3.55 | 1.1183
S-C16 | 1 |  | 0.3 | 1.05 | 3.55 | 1.1183
S-C17 | 1 |  | 0.3 | 0.6 | 3.55 | 0.639
S-C18 | 1 |  | 0.3 | 0.6 | 3.55 | 0.639
S-C19 | 1 |  | 0.3 | 0.6 | 3.55 | 0.639
S-C20 | 1 |  | 0.3 | 0.6 | 3.55 | 0.639
S-C21 | 1 |  | 0.3 | 0.6 | 3.55 | 0.639
S-C22 | 1 |  | 0.3 | 1.05 | 3.55 | 1.1183
S-C23 | 1 |  | 0.3 | 0.75 | 3.55 | 0.79875
S-C24 | 1 |  | 0.3 | 0.9 | 3.55 | 0.9585
S-C25 | 1 |  | 0.3 | 0.75 | 3.55 | 0.79875
S-C26 | 1 |  | 0.3 | 0.6 | 3.55 | 0.639
S-C27 | 1 |  | 0.3 | 0.6 | 3.55 | 0.639
S-C28 | 1 |  | 0.3 | 0.6 | 3.55 | 0.639
S-C29 | 1 |  | 0.3 | 1.2 | 3.55 | 1.278
S-C30 | 1 |  | 0.3 | 0.9 | 3.1 | 0.837
S-C31 | 1 |  | 0.3 | 0.75 | 3.1 | 0.6975
S-C32 | 1 |  | 0.3 | 0.9 | 3.1 | 0.837
S-C33 | 1 |  | 0.3 | 1.05 | 3.1 | 0.9765
S-C34 | 1 |  | 0.3 | 0.6 | 3.1 | 0.558
S-C35 | 1 |  | 0.3 | 0.6 | 3.1 | 0.558
S-C36 | 1 |  | 0.3 | 0.6 | 3.1 | 0.558
S-C37 | 1 |  | 0.3 | 0.75 | 3.1 | 0.6975
S-C38 | 1 |  | 0.3 | 0.6 | 3.1 | 0.558
S-C39 | 1 |  | 0.3 | 0.6 | 3.1 | 0.558
S-C40 | 1 |  | 0.3 | 0.6 | 3.1 | 0.558
S-C41 | 1 |  | 0.3 | 0.6 | 3.1 | 0.558
S-C42 | 1 |  | 0.3 | 0.6 | 3.55 | 0.639
S-C43 | 1 |  | 0.3 | 0.9 | 3.55 | 0.9585
S-C44 | 1 |  | 0.375 | 0.6 | 3.55 | 0.79875
S-C45 | 1 |  | 0.375 | 0.6 | 3.55 | 0.79875
S-C46 | 1 |  | 0.3 | 0.9 | 3.55 | 0.9585
S-C47 | 1 |  | 0.3 | 0.75 | 3.55 | 0.79875
S-C48 | 1 |  | 3.142 | 0.09 | 3.55 | 1.0039
S-C49 | 1 |  | 3.142 | 0.09 | 3.55 | 1.0039
S-C50 | 1 |  | 3.142 | 0.09 | 3.55 | 1.0039
S-C51 | 1 |  | 3.142 | 0.09 | 3.55 | 1.0039
S-C52 | 1 |  | 3.142 | 0.09 | 3.55 | 1.0039
S-C53 | 1 |  | 0.3 | 0.6 | 3.55 | 0.639
S-C54 | 1 |  | 0.3 | 0.6 | 3.55 | 0.639
S-C55 | 1 |  | 0.3 | 0.6 | 3.55 | 0.639
S-C56 | 1 |  | 0.3 | 0.6 | 3.55 | 0.639
S-C57 | 1 |  | 0.3 | 0.9 | 3.55 | 0.9585
S-C58 | 1 |  | 0.3 | 0.9 | 3.55 | 0.9585
S-C59 | 1 |  | 0.3 | 0.6 | 3.55 | 0.639
S-C60 | 1 |  | 0.3 | 0.9 | 3.55 | 0.9585
S-C61 | 1 |  | 0.3 | 0.9 | 3.55 | 0.9585
S-C62 | 1 |  | 0.3 | 0.9 | 3.55 | 0.9585
S-C63 | 1 |  | 0.3 | 0.9 | 3.55 | 0.9585
S-C64 | 1 |  | 0.3 | 0.6 | 3.55 | 0.639
S-C65 | 1 |  | 0.3 | 0.6 | 3.55 | 0.639
S-C66 | 1 |  | 0.3 | 0.6 | 3.55 | 0.639
S-C67 | 1 |  | 0.3 | 0.6 | 3.55 | 0.639
S-C68 | 1 |  | 0.3 | 0.6 | 3.55 | 0.639
S-C69 | 1 |  | 0.3 | 0.6 | 3.55 | 0.639
S-C70 | 1 |  | 0.3 | 0.6 | 3.55 | 0.639
S-C71 | 1 |  | 0.3 | 1.05 | 3.55 | 1.1183
S-C72 | 1 |  | 0.3 | 1.05 | 3.55 | 1.1183
S-C73 | 1 |  | 0.3 | 1.2 | 3.55 | 1.278
S-C74 | 1 |  | 0.3 | 1.2 | 3.55 | 1.278
S-C75 | 1 |  | 0.3 | 0.6 | 3.55 | 0.639
S-C76 | 1 |  | 0.3 | 0.75 | 3.55 | 0.79875
S-C77 | 1 |  | 0.3 | 0.75 | 3.55 | 0.79875
S-C78 | 1 |  | 0.3 | 0.75 | 3.55 | 0.79875
S-C79 | 1 |  | 0.3 | 1.5 | 3.55 | 1.5975
S-C80 | 1 |  | 0.3 | 1.5 | 3.55 | 1.5975
S-C81 | 1 |  | 0.3 | 0.6 | 3.55 | 0.639
S-C81 | 1 |  | 3.142 | 0.050625 | 3.55 | 0.56468
S-C82 | 1 |  | 0.3 | 0.6 | 3.55 | 0.639
S-C83 | 1 |  | 0.3 | 0.9 | 3.55 | 0.9585
S-C84 | 1 |  | 0.3 | 1.05 | 3.55 | 1.1183
S-C85 | 1 |  | 0.3 | 1.05 | 3.55 | 1.1183
S-C86 | 1 |  | 0.3 | 1.05 | 3.55 | 1.1183
S-C87 | 1 |  | 0.3 | 1.05 | 3.55 | 1.1183
S-C88 | 1 |  | 0.3 | 1.05 | 3.55 | 1.1183
S-C89 | 1 |  | 0.3 | 0.9 | 3.55 | 0.9585
S-C90 | 1 |  | 0.3 | 1.05 | 3.55 | 1.1183
S-C91 | 1 |  | 0.3 | 0.6 | 3.55 | 0.639
S-C92 | 1 |  | 3.142 | 0.050625 | 3.55 | 0.56468
S-C93 | 1 |  | 0.3 | 0.6 | 3.55 | 0.639
1
C101 | 1 |  | 3.142 | 0.09 | 4.3 | 1.216
C102 | 1 |  | 3.142 | 0.09 | 4.3 | 1.216
C103 | 1 |  | 3.142 | 0.09 | 4.3 | 1.216
C104 | 1 |  | 3.142 | 0.09 | 4.3 | 1.216
C105 | 1 |  | 3.142 | 0.09 | 4.3 | 1.216
C106 | 1 |  | 3.142 | 0.09 | 4.3 | 1.216
C107 | 1 |  | 3.142 | 0.09 | 4.3 | 1.216
DC-1 | 1 |  | 0.3 | 0.6 | 3.45 | 0.621
DC-2 | 1 |  | 0.3 | 0.6 | 3.45 | 0.621
DC-3 | 1 |  | 0.3 | 0.6 | 3.45 | 0.621
DC-4 | 1 |  | 0.3 | 0.6 | 3.45 | 0.621
DC-5 | 1 |  | 0.3 | 0.6 | 3.45 | 0.621
DC-6 | 1 |  | 0.3 | 0.6 | 3.45 | 0.621
DC-7 | 1 |  | 0.3 | 0.9 | 3.45 | 0.9315
DC-8 | 1 |  | 0.3 | 1.05 | 3.45 | 1.0868
DC-9 | 1 |  | 0.3 | 1.05 | 3.45 | 1.0868
DC-10 | 2 |  | 0.3 | 0.9 | 3.45 | 1.863
DC-11 | 1 |  | 0.3 | 0.6 | 3.45 | 0.621
DC-12 | 1 |  | 0.3 | 0.6 | 3.45 | 0.621
DC-13 | 2 |  | 0.3 | 1.05 | 3.45 | 2.1735
DC-14 | 1 |  | 3.142 | 0.0225 | 3.45 | 0.2439
DC-15 | 1 |  | 3.142 | 0.0225 | 3.45 | 0.2439
DC-16 | 1 |  | 3.142 | 0.0225 | 3.45 | 0.2439
DC-17 | 1 |  | 3.142 | 0.0225 | 3.45 | 0.2439
DC-18 | 1 |  | 0.3 | 0.9 | 3.45 | 0.9315
DC-25 | 2 |  | 0.3 | 1.05 | 3.45 | 2.1735
XDC-25 | 2 |  | 0.3 | 0.9 | 3.45 | 1.863
DC-28 | 1 |  | 0.3 | 1.05 | 3.45 | 1.0868
DC-31 | 1 |  | 0.3 | 1.05 | 3.45 | 1.0868
DC-33 | 1 |  | 0.3 | 1.05 | 3.45 | 1.0868
DC-42 | 1 |  | 0.3 | 1.05 | 3.45 | 1.0868
DC-43 | 1 |  | 0.3 | 1.05 | 3.45 | 1.0868
DC-46 | 1 |  | 0.3 | 1.05 | 3.45 | 1.0868
DC-47 | 1 |  | 0.3 | 1.05 | 3.45 | 1.0868
DC-51 | 1 |  | 0.3 | 0.9 | 3.45 | 0.9315
DC-52 | 1 |  | 0.3 | 0.9 | 3.45 | 0.9315
DC-53 | 1 |  | 0.3 | 0.9 | 3.45 | 0.9315
[6 empty] | 113.286 | 113.286
FF to SF
S-C1 | 1 |  | 0.3 | 0.75 | 3.1 | 0.6975
S-C2 | 1 |  | 0.3 | 1.05 | 3.1 | 0.9765
S-C3 | 1 |  | 0.3 | 0.6 | 3.55 | 0.639
S-C4 | 1 |  | 0.3 | 0.6 | 3.55 | 0.639
S-C5 | 1 |  | 0.3 | 0.6 | 3.55 | 0.639
S-C6 | 1 |  | 0.3 | 0.6 | 3.55 | 0.639
S-C7 | 1 |  | 0.3 | 0.6 | 3.55 | 0.639
S-C8 | 1 |  | 0.3 | 0.6 | 3.55 | 0.639
S-C9 | 1 |  | 0.3 | 0.6 | 3.55 | 0.639
S-C10 | 1 |  | 0.3 | 0.6 | 3.55 | 0.639
S-C11 | 1 |  | 0.3 | 0.6 | 3.55 | 0.639
S-C12 | 1 |  | 0.3 | 0.6 | 3.55 | 0.639
S-C13 | 1 |  | 0.3 | 0.6 | 3.55 | 0.639
S-C14 | 1 |  | 0.3 | 0.6 | 3.55 | 0.639
S-C15 | 1 |  | 0.3 | 1.05 | 3.55 | 1.1183
S-C16 | 1 |  | 0.3 | 1.05 | 3.55 | 1.1183
S-C17 | 1 |  | 0.3 | 0.6 | 3.55 | 0.639
S-C18 | 1 |  | 0.3 | 0.6 | 3.55 | 0.639
S-C19 | 1 |  | 0.3 | 0.6 | 3.55 | 0.639
S-C20 | 1 |  | 0.3 | 0.6 | 3.55 | 0.639
S-C21 | 1 |  | 0.3 | 0.6 | 3.55 | 0.639
S-C22 | 1 |  | 0.3 | 1.05 | 3.55 | 1.1183
S-C23 | 1 |  | 0.3 | 0.75 | 3.55 | 0.79875
S-C24 | 1 |  | 0.3 | 0.9 | 3.55 | 0.9585
S-C25 | 1 |  | 0.3 | 0.75 | 3.55 | 0.79875
S-C26 | 1 |  | 0.3 | 0.6 | 3.55 | 0.639
S-C27 | 1 |  | 0.3 | 0.6 | 3.55 | 0.639
S-C28 | 1 |  | 0.3 | 0.6 | 3.55 | 0.639
S-C29 | 1 |  | 0.3 | 1.2 | 3.55 | 1.278
S-C30 | 1 |  | 0.3 | 0.9 | 3.1 | 0.837
S-C31 | 1 |  | 0.3 | 0.75 | 3.1 | 0.6975
S-C32 | 1 |  | 0.3 | 0.9 | 3.1 | 0.837
S-C33 | 1 |  | 0.3 | 1.05 | 3.1 | 0.9765
S-C34 | 1 |  | 0.3 | 0.6 | 3.1 | 0.558
S-C35 | 1 |  | 0.3 | 0.6 | 3.1 | 0.558
S-C36 | 1 |  | 0.3 | 0.6 | 3.1 | 0.558
S-C37 | 1 |  | 0.3 | 0.75 | 3.1 | 0.6975
S-C38 | 1 |  | 0.3 | 0.6 | 3.1 | 0.558
S-C39 | 1 |  | 0.3 | 0.6 | 3.1 | 0.558
S-C40 | 1 |  | 0.3 | 0.6 | 3.1 | 0.558
XS-C42 | 1 |  | 0.3 | 0.75 | 3.55 | 0.79875
XS-C43 | 1 |  | 0.3 | 0.9 | 3.55 | 0.9585
S-C43 | 1 |  | 0.3 | 0.9 | 3.55 | 0.9585
S-C44 | 1 |  | 0.375 | 0.6 | 3.55 | 0.79875
S-C45 | 1 |  | 0.375 | 0.6 | 3.55 | 0.79875
S-C46 | 1 |  | 0.3 | 0.9 | 3.55 | 0.9585
S-C47 | 1 |  | 0.3 | 0.75 | 3.55 | 0.79875
S-C48 | 1 |  | 3.142 | 0.09 | 3.55 | 1.0039
S-C49 | 1 |  | 3.142 | 0.09 | 3.55 | 1.0039
S-C50 | 1 |  | 3.142 | 0.09 | 3.55 | 1.0039
S-C51 | 1 |  | 3.142 | 0.09 | 3.55 | 1.0039
S-C52 | 1 |  | 3.142 | 0.09 | 3.55 | 1.0039
S-C53 | 1 |  | 0.3 | 0.6 | 3.55 | 0.639
S-C54 | 1 |  | 0.3 | 0.6 | 3.55 | 0.639
S-C55 | 1 |  | 0.3 | 0.6 | 3.55 | 0.639
S-C57 | 1 |  | 0.3 | 0.9 | 3.55 | 0.9585
S-C58 | 1 |  | 0.3 | 0.9 | 3.55 | 0.9585
S-C59 | 1 |  | 0.3 | 0.6 | 3.55 | 0.639
S-C60 | 1 |  | 0.3 | 0.9 | 3.55 | 0.9585
S-C61 | 1 |  | 0.3 | 0.9 | 3.55 | 0.9585
S-C62 | 1 |  | 0.3 | 0.9 | 3.55 | 0.9585
S-C63 | 1 |  | 0.3 | 0.9 | 3.55 | 0.9585
S-C64 | 1 |  | 0.3 | 0.6 | 3.55 | 0.639
S-C65 | 1 |  | 0.3 | 0.6 | 3.55 | 0.639
S-C69 | 1 |  | 0.3 | 0.6 | 3.55 | 0.639
S-C71 | 1 |  | 0.3 | 1.05 | 3.55 | 1.1183
S-C72 | 1 |  | 0.3 | 1.05 | 3.55 | 1.1183
S-C73 | 1 |  | 0.3 | 1.2 | 3.55 | 1.278
S-C74 | 1 |  | 0.3 | 1.2 | 3.55 | 1.278
S-C75 | 1 |  | 0.3 | 0.6 | 3.55 | 0.639
S-C76 | 1 |  | 0.3 | 0.75 | 3.55 | 0.79875
S-C77 | 1 |  | 0.3 | 0.75 | 3.55 | 0.79875
S-C78 | 1 |  | 0.3 | 0.75 | 3.55 | 0.79875
S-C79 | 1 |  | 0.3 | 1.5 | 3.55 | 1.5975
S-C80 | 1 |  | 0.3 | 1.5 | 3.55 | 1.5975
S-C83 | 1 |  | 0.3 | 0.9 | 3.55 | 0.9585
S-C84 | 1 |  | 0.3 | 1.05 | 3.55 | 1.1183
S-C85 | 1 |  | 0.3 | 1.05 | 3.55 | 1.1183
S-C86 | 1 |  | 0.3 | 1.05 | 3.55 | 1.1183
S-C87 | 1 |  | 0.3 | 1.05 | 3.55 | 1.1183
S-C88 | 1 |  | 0.3 | 1.05 | 3.55 | 1.1183
S-C89 | 1 |  | 0.3 | 0.9 | 3.55 | 0.9585
S-C90 | 1 |  | 0.3 | 1.05 | 3.55 | 1.1183
S-C91 | 1 |  | 0.3 | 0.6 | 3.55 | 0.639
S-C92 | 1 |  | 3.142 | 0.050625 | 3.55 | 0.56468
S-C93 | 1 |  | 0.3 | 0.6 | 3.55 | 0.639
[6 empty] | 71.842 | 71.842
SF to TF
S-C1 | 1 |  | 0.3 | 0.75 | 3.1 | 0.6975
S-C3 | 1 |  | 0.3 | 0.6 | 3.55 | 0.639
S-C4 | 1 |  | 0.3 | 0.6 | 3.55 | 0.639
S-C5 | 1 |  | 0.3 | 0.6 | 3.55 | 0.639
S-C6 | 1 |  | 0.3 | 0.6 | 3.55 | 0.639
S-C7 | 1 |  | 0.3 | 0.6 | 3.55 | 0.639
S-C8 | 1 |  | 0.3 | 0.6 | 3.55 | 0.639
S-C9 | 1 |  | 0.3 | 0.6 | 3.55 | 0.639
S-C10 | 1 |  | 0.3 | 0.6 | 3.55 | 0.639
S-C11 | 1 |  | 0.3 | 0.6 | 3.55 | 0.639
S-C12 | 1 |  | 0.3 | 0.6 | 3.55 | 0.639
S-C13 | 1 |  | 0.3 | 0.6 | 3.55 | 0.639
S-C14 | 1 |  | 0.3 | 0.6 | 3.55 | 0.639
S-C15 | 1 |  | 0.3 | 1.05 | 3.55 | 1.1183
S-C16 | 1 |  | 0.3 | 1.05 | 3.55 | 1.1183
S-C17 | 1 |  | 0.3 | 0.6 | 3.55 | 0.639
S-C18 | 1 |  | 0.3 | 0.6 | 3.55 | 0.639
S-C19 | 1 |  | 0.3 | 0.6 | 3.55 | 0.639
S-C20 | 1 |  | 0.3 | 0.6 | 3.55 | 0.639
S-C21 | 1 |  | 0.3 | 0.6 | 3.55 | 0.639
S-C22 | 1 |  | 0.3 | 1.05 | 3.55 | 1.1183
S-C23 | 1 |  | 0.3 | 0.75 | 3.55 | 0.79875
S-C24 | 1 |  | 0.3 | 0.9 | 3.55 | 0.9585
S-C25 | 1 |  | 0.3 | 0.75 | 3.55 | 0.79875
S-C26 | 1 |  | 0.3 | 0.6 | 3.55 | 0.639
S-C27 | 1 |  | 0.3 | 0.6 | 3.55 | 0.639
S-C28 | 1 |  | 0.3 | 0.6 | 3.55 | 0.639
S-C29 | 1 |  | 0.3 | 1.2 | 3.55 | 1.278
S-C30 | 1 |  | 0.3 | 0.9 | 3.1 | 0.837
S-C31 | 1 |  | 0.3 | 0.75 | 3.1 | 0.6975
S-C32 | 1 |  | 0.3 | 0.9 | 3.1 | 0.837
S-C33 | 1 |  | 0.3 | 1.05 | 3.1 | 0.9765
S-C34 | 1 |  | 0.3 | 0.6 | 3.1 | 0.558
S-C35 | 1 |  | 0.3 | 0.6 | 3.1 | 0.558
S-C36 | 1 |  | 0.3 | 0.6 | 3.1 | 0.558
S-C37 | 1 |  | 0.3 | 0.75 | 3.1 | 0.6975
S-C38 | 1 |  | 0.3 | 0.6 | 3.1 | 0.558
S-C39 | 1 |  | 0.3 | 0.6 | 3.1 | 0.558
S-C40 | 1 |  | 0.3 | 0.6 | 3.1 | 0.558
XS-C42 | 1 |  | 0.3 | 0.75 | 3.55 | 0.79875
XS-C43 | 1 |  | 0.3 | 0.9 | 3.55 | 0.9585
S-C43 | 1 |  | 0.3 | 0.9 | 3.55 | 0.9585
S-C44 | 1 |  | 0.375 | 0.6 | 3.55 | 0.79875
S-C45 | 1 |  | 0.375 | 0.6 | 3.55 | 0.79875
S-C46 | 1 |  | 0.3 | 0.9 | 3.55 | 0.9585
S-C47 | 1 |  | 0.3 | 0.75 | 3.55 | 0.79875
S-C48 | 1 |  | 3.142 | 0.09 | 3.55 | 1.0039
S-C49 | 1 |  | 3.142 | 0.09 | 3.55 | 1.0039
S-C50 | 1 |  | 3.142 | 0.09 | 3.55 | 1.0039
S-C51 | 1 |  | 3.142 | 0.09 | 3.55 | 1.0039
S-C52 | 1 |  | 3.142 | 0.09 | 3.55 | 1.0039
S-C53 | 1 |  | 0.3 | 0.6 | 3.55 | 0.639
S-C54 | 1 |  | 0.3 | 0.6 | 3.55 | 0.639
S-C55 | 1 |  | 0.3 | 0.6 | 3.55 | 0.639
S-C58 | 1 |  | 0.3 | 0.9 | 3.55 | 0.9585
S-C60 | 1 |  | 0.3 | 0.9 | 3.55 | 0.9585
S-C61 | 1 |  | 0.3 | 0.9 | 3.55 | 0.9585
S-C62 | 1 |  | 0.3 | 0.9 | 3.55 | 0.9585
S-C63 | 1 |  | 0.3 | 0.9 | 3.55 | 0.9585
S-C64 | 1 |  | 0.3 | 0.6 | 3.55 | 0.639
S-C65 | 1 |  | 0.3 | 0.6 | 3.55 | 0.639
S-C75 | 1 |  | 0.3 | 0.6 | 3.55 | 0.639
S-C76 | 1 |  | 0.3 | 0.75 | 3.55 | 0.79875
S-C77 | 1 |  | 0.3 | 0.75 | 3.55 | 0.79875
S-C78 | 1 |  | 0.3 | 0.75 | 3.55 | 0.79875
S-C79 | 1 |  | 0.3 | 1.5 | 3.55 | 1.5975
S-C80 | 1 |  | 0.3 | 1.5 | 3.55 | 1.5975
S-C83 | 1 |  | 0.3 | 0.9 | 3.55 | 0.9585
S-C84 | 1 |  | 0.3 | 1.05 | 3.55 | 1.1183
S-C85 | 1 |  | 0.3 | 1.05 | 3.55 | 1.1183
S-C86 | 1 |  | 0.3 | 1.05 | 3.55 | 1.1183
S-C87 | 1 |  | 0.3 | 1.05 | 3.55 | 1.1183
S-C88 | 1 |  | 0.3 | 1.05 | 3.55 | 1.1183
S-C89 | 1 |  | 0.3 | 0.9 | 3.55 | 0.9585
S-C91 | 1 |  | 0.3 | 0.6 | 3.55 | 0.639
S-C92 | 1 |  | 3.142 | 0.050625 | 3.55 | 0.56468
S-C93 | 1 |  | 0.3 | 0.6 | 3.55 | 0.639
[6 empty] | 62.7183 | 62.7183
TF to Fourth Floor
S-C1 | 1 |  | 0.3 | 0.75 | 1.29 | 0.29025
S-C3 | 1 |  | 0.3 | 0.6 | 2.6 | 0.468
S-C4 | 1 |  | 0.3 | 0.6 | 2.6 | 0.468
S-C5 | 1 |  | 0.3 | 0.6 | 2.6 | 0.468
S-C6 | 1 |  | 0.3 | 0.6 | 1.29 | 0.2322
S-C7 | 1 |  | 0.3 | 0.6 | 1.29 | 0.2322
S-C8 | 1 |  | 0.3 | 0.6 | 1.29 | 0.2322
S-C9 | 1 |  | 0.3 | 0.6 | 1.29 | 0.2322
S-C10 | 1 |  | 0.3 | 0.6 | 1.29 | 0.2322
S-C11 | 1 |  | 0.3 | 0.6 | 1.29 | 0.2322
S-C12 | 1 |  | 0.3 | 0.6 | 1.29 | 0.2322
S-C13 | 1 |  | 0.3 | 0.6 | 1.29 | 0.2322
S-C14 | 1 |  | 0.3 | 0.6 | 1.29 | 0.2322
S-C15 | 1 |  | 0.3 | 1.05 | 1.29 | 0.40635
S-C16 | 1 |  | 0.3 | 1.05 | 1.29 | 0.40635
S-C17 | 1 |  | 0.3 | 0.6 | 1.29 | 0.2322
S-C18 | 1 |  | 0.3 | 0.6 | 1.29 | 0.2322
S-C19 | 1 |  | 0.3 | 0.6 | 1.29 | 0.2322
S-C20 | 1 |  | 0.3 | 0.6 | 1.29 | 0.2322
S-C21 | 1 |  | 0.3 | 0.6 | 1.29 | 0.2322
S-C22 | 1 |  | 0.3 | 1.05 | 1.29 | 0.40635
S-C23 | 1 |  | 0.3 | 0.75 | 1.29 | 0.29025
S-C24 | 1 |  | 0.3 | 0.9 | 1.29 | 0.3483
S-C25 | 1 |  | 0.3 | 0.75 | 1.29 | 0.29025
S-C26 | 1 |  | 0.3 | 0.6 | 1.29 | 0.2322
S-C27 | 1 |  | 0.3 | 0.6 | 1.29 | 0.2322
S-C28 | 1 |  | 0.3 | 0.6 | 1.29 | 0.2322
S-C29 | 1 |  | 0.3 | 1.2 | 1.29 | 0.4644
S-C30 | 1 |  | 0.3 | 0.9 | 1.29 | 0.3483
S-C31 | 1 |  | 0.3 | 0.75 | 1.29 | 0.29025
S-C32 | 1 |  | 0.3 | 0.9 | 1.29 | 0.3483
S-C33 | 1 |  | 0.3 | 1.05 | 1.29 | 0.40635
S-C34 | 1 |  | 0.3 | 0.6 | 1.29 | 0.2322
S-C35 | 1 |  | 0.3 | 0.6 | 1.29 | 0.2322
S-C36 | 1 |  | 0.3 | 0.6 | 1.29 | 0.2322
S-C37 | 1 |  | 0.3 | 0.75 | 1.29 | 0.29025
S-C38 | 1 |  | 0.3 | 0.6 | 1.29 | 0.2322
S-C39 | 1 |  | 0.3 | 0.6 | 1.29 | 0.2322
S-C40 | 1 |  | 0.3 | 0.6 | 1.29 | 0.2322
XS-C42 | 1 |  | 0.3 | 0.75 | 2.6 | 0.585
XS-C43 | 1 |  | 0.3 | 0.9 | 2.6 | 0.702
S-C43 | 1 |  | 0.3 | 0.9 | 2.6 | 0.702
S-C44 | 1 |  | 0.375 | 0.6 | 1.29 | 0.29025
S-C45 | 1 |  | 0.375 | 0.6 | 1.29 | 0.29025
S-C46 | 1 |  | 0.3 | 0.9 | 1.29 | 0.3483
S-C47 | 1 |  | 0.3 | 0.75 | 1.29 | 0.29025
S-C48 | 1 |  | 3.142 | 0.09 | 1.29 | 0.36479
S-C49 | 1 |  | 3.142 | 0.09 | 1.29 | 0.36479
S-C50 | 1 |  | 3.142 | 0.09 | 1.29 | 0.36479
S-C51 | 1 |  | 3.142 | 0.09 | 1.29 | 0.36479
S-C52 | 1 |  | 3.142 | 0.09 | 1.29 | 0.36479
S-C53 | 1 |  | 0.3 | 0.6 | 1.29 | 0.2322
S-C54 | 1 |  | 0.3 | 0.6 | 1.29 | 0.2322
S-C55 | 1 |  | 0.3 | 0.6 | 1.29 | 0.2322
S-C58 | 1 |  | 0.3 | 0.9 | 1.29 | 0.3483
S-C60 | 1 |  | 0.3 | 0.9 | 1.29 | 0.3483
S-C61 | 1 |  | 0.3 | 0.9 | 1.29 | 0.3483
S-C62 | 1 |  | 0.3 | 0.9 | 1.29 | 0.3483
S-C63 | 1 |  | 0.3 | 0.9 | 1.29 | 0.3483
S-C64 | 1 |  | 0.3 | 0.6 | 1.29 | 0.2322
S-C65 | 1 |  | 0.3 | 0.6 | 1.29 | 0.2322
S-C75 | 1 |  | 0.3 | 0.6 | 1.29 | 0.2322
S-C76 | 1 |  | 0.3 | 0.75 | 1.29 | 0.29025
S-C77 | 1 |  | 0.3 | 0.75 | 1.29 | 0.29025
S-C78 | 1 |  | 0.3 | 0.75 | 1.29 | 0.29025
S-C79 | 1 |  | 0.3 | 1.5 | 1.29 | 0.5805
S-C80 | 1 |  | 0.3 | 1.5 | 1.29 | 0.5805
S-C83 | 1 |  | 0.3 | 0.9 | 1.29 | 0.3483
S-C84 | 1 |  | 0.3 | 1.05 | 1.29 | 0.40635
S-C85 | 1 |  | 0.3 | 1.05 | 1.29 | 0.40635
S-C86 | 1 |  | 0.3 | 1.05 | 1.29 | 0.40635
S-C87 | 1 |  | 0.3 | 1.05 | 1.29 | 0.40635
S-C88 | 1 |  | 0.3 | 1.05 | 1.29 | 0.40635
S-C89 | 1 |  | 0.3 | 0.9 | 1.29 | 0.3483
S-C91 | 1 |  | 0.3 | 0.6 | 1.29 | 0.2322
S-C92 | 1 |  | 3.142 | 0.050625 | 1.29 | 0.20519
S-C93 | 1 |  | 0.3 | 0.6 | 1.29 | 0.2322
[6 empty] | 24.9269 | 24.9269
Guest House | [6 empty] | 272.7732
Upto GF
G-C1 | 1 |  | 0.3 | 0.6 | 1.85 | 0.333
G-C2 | 1 |  | 0.3 | 0.6 | 1.85 | 0.333
G-C3 | 1 |  | 0.3 | 0.6 | 1.85 | 0.333
G-C4 | 1 |  | 0.3 | 0.75 | 1.85 | 0.41625
G-C5 | 1 |  | 0.3 | 0.6 | 1.85 | 0.333
G-C6 | 1 |  | 0.3 | 0.6 | 1.85 | 0.333
G-C7 | 1 |  | 0.3 | 0.6 | 1.85 | 0.333
G-C8 | 1 |  | 0.3 | 0.6 | 1.85 | 0.333
G-C9 | 1 |  | 0.3 | 0.6 | 1.85 | 0.333
G-C10 | 1 |  | 0.3 | 0.6 | 1.85 | 0.333
G-C11 | 1 |  | 0.3 | 0.6 | 1.85 | 0.333
G-C12 | 1 |  | 0.3 | 0.6 | 1.85 | 0.333
G-C13 | 1 |  | 0.3 | 0.6 | 1.85 | 0.333
G-C14 | 1 |  | 0.3 | 0.6 | 1.85 | 0.333
G-C15 | 1 |  | 0.3 | 0.6 | 2.45 | 0.441
G-C16 | 1 |  | 0.3 | 0.75 | 2.45 | 0.55125
G-C17 | 1 |  | 0.3 | 0.75 | 1.625 | 0.36562
G-C18 | 1 |  | 0.3 | 0.75 | 1.625 | 0.36562
G-C19 | 1 |  | 0.3 | 0.6 | 1.625 | 0.2925
G-C20 | 1 |  | 0.3 | 0.75 | 1.625 | 0.36562
G-C21 | 1 |  | 0.3 | 1.05 | 1.625 | 0.51187
G-C22 | 1 |  | 0.3 | 0.9 | 1.625 | 0.43875
G-C23 | 1 |  | 0.3 | 0.6 | 2.45 | 0.441
G-C24 | 1 |  | 0.3 | 0.75 | 2.45 | 0.55125
G-C25 | 1 |  | 0.3 | 0.6 | 2.45 | 0.441
G-C26 | 1 |  | 0.3 | 0.6 | 1.55 | 0.279
G-C27 | 1 |  | 0.3 | 0.6 | 1.55 | 0.279
G-C28 | 1 |  | 0.3 | 0.6 | 1.85 | 0.333
G-C29 | 1 |  | 0.3 | 0.6 | 1.85 | 0.333
G-C30 | 1 |  | 0.3 | 0.75 | 2.45 | 0.55125
G-C31 | 1 |  | 0.3 | 0.6 | 2.45 | 0.441
G-C32 | 1 |  | 0.3 | 0.9 | 2.45 | 0.6615
G-C33 | 1 |  | 0.3 | 0.75 | 2 | 0.45
G-C34 | 1 |  | 0.3 | 0.6 | 2 | 0.36
G-C35 | 1 |  | 0.3 | 0.6 | 2 | 0.36
G-C36 | 1 |  | 0.3 | 1.05 | 1.55 | 0.48825
G-C37 | 1 |  | 0.3 | 0.6 | 1.55 | 0.279
G-C38 | 1 |  | 0.3 | 0.75 | 1.85 | 0.41625
G-C39 | 1 |  | 0.3 | 0.75 | 1.85 | 0.41625
G-C40 | 1 |  | 0.3 | 0.6 | 2.45 | 0.441
G-C41 | 1 |  | 0.3 | 0.75 | 2.45 | 0.55125
G-C42 | 1 |  | 0.3 | 0.6 | 2 | 0.36
G-C43 | 1 |  | 0.3 | 0.9 | 2 | 0.54
G-C44 | 1 |  | 0.3 | 0.9 | 2.45 | 0.6615
G-C45 | 1 |  | 0.3 | 0.75 | 2.45 | 0.55125
G-C46 | 1 |  | 0.3 | 0.9 | 2.45 | 0.6615
G-C47 | 1 |  | 0.3 | 0.75 | 2.45 | 0.55125
G-C48 | 1 |  | 0.3 | 0.75 | 2.45 | 0.55125
G-C49 | 1 |  | 0.3 | 0.75 | 2.45 | 0.55125
G-C50 | 1 |  | 0.3 | 0.9 | 2.45 | 0.6615
G-C51 | 1 |  | 0.3 | 0.9 | 2.45 | 0.6615
G-C52 | 1 |  | 0.3 | 0.9 | 2.45 | 0.6615
G-C53 | 1 |  | 3.142 | 0.09 | 2.45 | 0.69281
G-C54 | 1 |  | 0.3 | 0.9 | 2.45 | 0.6615
G-C55 | 1 |  | 0.3 | 0.9 | 2.45 | 0.6615
G-C56 | 1 |  | 0.3 | 0.9 | 2.45 | 0.6615
G-C57 | 1 |  | 0.3 | 0.9 | 2.45 | 0.6615
G-C58 | 1 |  | 0.3 | 0.9 | 2.45 | 0.6615
G-C59 | 1 |  | 0.3 | 0.9 | 2.45 | 0.6615
G-C60 | 1 |  | 0.3 | 0.6 | 2.45 | 0.441
G-C61 | 2 |  | 0.3 | 0.75 | 2.45 | 1.1025
GF to FF
G-C1 | 1 |  | 0.3 | 0.6 | 3.45 | 0.621
G-C2 | 1 |  | 0.3 | 0.6 | 3.45 | 0.621
G-C3 | 1 |  | 0.3 | 0.6 | 3.45 | 0.621
G-C4 | 1 |  | 0.3 | 0.75 | 3.45 | 0.77625
G-C5 | 1 |  | 0.3 | 0.6 | 3.45 | 0.621
G-C6 | 1 |  | 0.3 | 0.6 | 3.45 | 0.621
G-C7 | 1 |  | 0.3 | 0.6 | 3.45 | 0.621
G-C8 | 1 |  | 0.3 | 0.6 | 3.45 | 0.621
G-C9 | 1 |  | 0.3 | 0.6 | 3.45 | 0.621
G-C10 | 1 |  | 0.3 | 0.6 | 3.45 | 0.621
G-C11 | 1 |  | 0.3 | 0.6 | 3.45 | 0.621
G-C12 | 1 |  | 0.3 | 0.6 | 3.45 | 0.621
G-C13 | 1 |  | 0.3 | 0.6 | 3.45 | 0.621
G-C14 | 1 |  | 0.3 | 0.6 | 3.45 | 0.621
G-C15 | 1 |  | 0.3 | 0.6 | 3.45 | 0.621
G-C16 | 1 |  | 0.3 | 0.75 | 3.45 | 0.77625
G-C17 | 1 |  | 0.3 | 0.75 | 3.45 | 0.77625
G-C18 | 1 |  | 0.3 | 0.75 | 3.45 | 0.77625
G-C19 | 1 |  | 0.3 | 0.6 | 3.45 | 0.621
G-C20 | 1 |  | 0.3 | 0.75 | 3.45 | 0.77625
G-C21 | 1 |  | 0.3 | 1.05 | 3.45 | 1.0868
G-C22 | 1 |  | 0.3 | 0.9 | 3.45 | 0.9315
G-C23 | 1 |  | 0.3 | 0.6 | 3.45 | 0.621
G-C24 | 1 |  | 0.3 | 0.75 | 3.45 | 0.77625
G-C25 | 1 |  | 0.3 | 0.6 | 3.45 | 0.621
G-C26 | 1 |  | 0.3 | 0.6 | 3.45 | 0.621
G-C27 | 1 |  | 0.3 | 0.6 | 3.45 | 0.621
G-C28 | 1 |  | 0.3 | 0.6 | 3.45 | 0.621
G-C29 | 1 |  | 0.3 | 0.6 | 3.45 | 0.621
G-C30 | 1 |  | 0.3 | 0.75 | 3.45 | 0.77625
G-C31 | 1 |  | 0.3 | 0.6 | 3.45 | 0.621
G-C32 | 1 |  | 0.3 | 0.9 | 3.45 | 0.9315
G-C33 | 1 |  | 0.3 | 0.75 | 3.45 | 0.77625
G-C34 | 1 |  | 0.3 | 0.6 | 3.45 | 0.621
G-C35 | 1 |  | 0.3 | 0.6 | 3.45 | 0.621
G-C36 | 1 |  | 0.3 | 1.05 | 3.45 | 1.0868
G-C37 | 1 |  | 0.3 | 0.6 | 3.45 | 0.621
G-C38 | 1 |  | 0.3 | 0.75 | 3.45 | 0.77625
G-C39 | 1 |  | 0.3 | 0.75 | 3.45 | 0.77625
G-C40 | 1 |  | 0.3 | 0.6 | 3.45 | 0.621
G-C41 | 1 |  | 0.3 | 0.75 | 3.45 | 0.77625
G-C42 | 1 |  | 0.3 | 0.6 | 3.45 | 0.621
G-C43 | 1 |  | 0.3 | 0.9 | 3.45 | 0.9315
G-C44 | 1 |  | 0.3 | 0.9 | 3.45 | 0.9315
G-C45 | 1 |  | 0.3 | 0.75 | 3.45 | 0.77625
G-C46 | 1 |  | 0.3 | 0.9 | 3.45 | 0.9315
G-C47 | 1 |  | 0.3 | 0.75 | 3.45 | 0.77625
G-C48 | 1 |  | 0.3 | 0.75 | 3.45 | 0.77625
G-C49 | 1 |  | 0.3 | 0.75 | 3.45 | 0.77625
G-C50 | 1 |  | 0.3 | 0.9 | 3.45 | 0.9315
G-C51 | 1 |  | 0.3 | 0.9 | 3.45 | 0.9315
G-C52 | 1 |  | 0.3 | 0.9 | 3.45 | 0.9315
G-C53 | 1 |  | 3.142 | 0.09 | 3.45 | 0.97559
G-C54 | 1 |  | 0.3 | 0.9 | 3.45 | 0.9315
G-C55 | 1 |  | 0.3 | 0.9 | 3.45 | 0.9315
G-C56 | 1 |  | 0.3 | 0.9 | 3.45 | 0.9315
G-C57 | 1 |  | 0.3 | 0.9 | 3.45 | 0.9315
G-C58 | 1 |  | 0.3 | 0.9 | 3.45 | 0.9315
G-C59 | 1 |  | 0.3 | 0.9 | 3.45 | 0.9315
G-C60 | 1 |  | 0.3 | 0.6 | 3.45 | 0.621
G-C61 | 2 |  | 0.3 | 0.75 | 3.45 | 1.5525
[6 empty] | 46.7743 | 46.7743
FF to SF
G-C1 | 1 |  | 0.3 | 0.6 | 3.45 | 0.621
G-C2 | 1 |  | 0.3 | 0.6 | 3.45 | 0.621
G-C3 | 1 |  | 0.3 | 0.6 | 3.45 | 0.621
G-C4 | 1 |  | 0.3 | 0.75 | 3.45 | 0.77625
G-C5 | 1 |  | 0.3 | 0.6 | 3.45 | 0.621
G-C6 | 1 |  | 0.3 | 0.6 | 3.45 | 0.621
G-C7 | 1 |  | 0.3 | 0.6 | 3.45 | 0.621
G-C8 | 1 |  | 0.3 | 0.6 | 3.45 | 0.621
G-C9 | 1 |  | 0.3 | 0.6 | 3.45 | 0.621
G-C10 | 1 |  | 0.3 | 0.6 | 3.45 | 0.621
G-C11 | 1 |  | 0.3 | 0.6 | 3.45 | 0.621
G-C12 | 1 |  | 0.3 | 0.6 | 3.45 | 0.621
G-C13 | 1 |  | 0.3 | 0.6 | 3.45 | 0.621
G-C14 | 1 |  | 0.3 | 0.6 | 3.45 | 0.621
G-C15 | 1 |  | 0.3 | 0.6 | 3.45 | 0.621
G-C16 | 1 |  | 0.3 | 0.75 | 3.45 | 0.77625
G-C17 | 1 |  | 0.3 | 0.75 | 3.45 | 0.77625
G-C18 | 1 |  | 0.3 | 0.75 | 3.45 | 0.77625
G-C19 | 1 |  | 0.3 | 0.6 | 3.45 | 0.621
G-C20 | 1 |  | 0.3 | 0.75 | 3.45 | 0.77625
G-C21 | 1 |  | 0.3 | 1.05 | 3.45 | 1.0868
G-C22 | 1 |  | 0.3 | 0.9 | 3.45 | 0.9315
G-C23 | 1 |  | 0.3 | 0.6 | 3.45 | 0.621
G-C24 | 1 |  | 0.3 | 0.75 | 3.45 | 0.77625
G-C25 | 1 |  | 0.3 | 0.6 | 3.45 | 0.621
G-C26 | 1 |  | 0.3 | 0.6 | 3.45 | 0.621
G-C27 | 1 |  | 0.3 | 0.6 | 3.45 | 0.621
G-C28 | 1 |  | 0.3 | 0.6 | 3.45 | 0.621
G-C29 | 1 |  | 0.3 | 0.6 | 3.45 | 0.621
G-C30 | 1 |  | 0.3 | 0.75 | 3.45 | 0.77625
G-C31 | 1 |  | 0.3 | 0.6 | 3.45 | 0.621
G-C32 | 1 |  | 0.3 | 0.9 | 3.45 | 0.9315
G-C33 | 1 |  | 0.3 | 0.75 | 3.45 | 0.77625
G-C34 | 1 |  | 0.3 | 0.6 | 3.45 | 0.621
G-C35 | 1 |  | 0.3 | 0.6 | 3.45 | 0.621
G-C36 | 1 |  | 0.3 | 1.05 | 3.45 | 1.0868
G-C37 | 1 |  | 0.3 | 0.6 | 3.45 | 0.621
G-C38 | 1 |  | 0.3 | 0.75 | 3.45 | 0.77625
G-C39 | 1 |  | 0.3 | 0.75 | 3.45 | 0.77625
G-C40 | 1 |  | 0.3 | 0.6 | 3.45 | 0.621
G-C41 | 1 |  | 0.3 | 0.75 | 3.45 | 0.77625
G-C42 | 1 |  | 0.3 | 0.6 | 3.45 | 0.621
G-C43 | 1 |  | 0.3 | 0.9 | 3.45 | 0.9315
G-C44 | 1 |  | 0.3 | 0.9 | 3.45 | 0.9315
G-C45 | 1 |  | 0.3 | 0.75 | 3.45 | 0.77625
G-C46 | 1 |  | 0.3 | 0.9 | 3.45 | 0.9315
G-C47 | 1 |  | 0.3 | 0.75 | 3.45 | 0.77625
G-C48 | 1 |  | 0.3 | 0.75 | 3.45 | 0.77625
G-C49 | 1 |  | 0.3 | 0.75 | 3.45 | 0.77625
G-C50 | 1 |  | 0.3 | 0.9 | 3.45 | 0.9315
G-C51 | 1 |  | 0.3 | 0.9 | 3.45 | 0.9315
G-C52 | 1 |  | 0.3 | 0.9 | 3.45 | 0.9315
G-C53 | 1 |  | 3.142 | 0.09 | 3.45 | 0.97559
G-C54 | 1 |  | 0.3 | 0.9 | 3.45 | 0.9315
G-C55 | 1 |  | 0.3 | 0.9 | 3.45 | 0.9315
G-C56 | 1 |  | 0.3 | 0.9 | 3.45 | 0.9315
G-C57 | 1 |  | 0.3 | 0.9 | 3.45 | 0.9315
G-C58 | 1 |  | 0.3 | 0.9 | 3.45 | 0.9315
G-C59 | 1 |  | 0.3 | 0.9 | 3.45 | 0.9315
G-C60 | 1 |  | 0.3 | 0.6 | 3.45 | 0.621
G-C61 | 2 |  | 0.3 | 0.75 | 3.45 | 1.5525
[6 empty] | 46.7743 | 46.7743
SF to TF
G-C1 | 1 |  | 0.3 | 0.6 | 3.45 | 0.621
G-C2 | 1 |  | 0.3 | 0.6 | 3.45 | 0.621
G-C3 | 1 |  | 0.3 | 0.6 | 3.45 | 0.621
G-C4 | 1 |  | 0.3 | 0.75 | 3.45 | 0.77625
G-C5 | 1 |  | 0.3 | 0.6 | 3.45 | 0.621
G-C6 | 1 |  | 0.3 | 0.6 | 3.45 | 0.621
G-C7 | 1 |  | 0.3 | 0.6 | 3.45 | 0.621
G-C8 | 1 |  | 0.3 | 0.6 | 3.45 | 0.621
G-C9 | 1 |  | 0.3 | 0.6 | 3.45 | 0.621
G-C10 | 1 |  | 0.3 | 0.6 | 3.45 | 0.621
G-C11 | 1 |  | 0.3 | 0.6 | 3.45 | 0.621
G-C12 | 1 |  | 0.3 | 0.6 | 3.45 | 0.621
G-C13 | 1 |  | 0.3 | 0.6 | 3.45 | 0.621
G-C14 | 1 |  | 0.3 | 0.6 | 3.45 | 0.621
G-C15 | 1 |  | 0.3 | 0.6 | 3.45 | 0.621
G-C16 | 1 |  | 0.3 | 0.75 | 3.45 | 0.77625
G-C17 | 1 |  | 0.3 | 0.75 | 3.45 | 0.77625
G-C18 | 1 |  | 0.3 | 0.75 | 3.45 | 0.77625
G-C19 | 1 |  | 0.3 | 0.6 | 3.45 | 0.621
G-C20 | 1 |  | 0.3 | 0.75 | 3.45 | 0.77625
G-C21 | 1 |  | 0.3 | 1.05 | 3.45 | 1.0868
G-C22 | 1 |  | 0.3 | 0.9 | 3.45 | 0.9315
G-C23 | 1 |  | 0.3 | 0.6 | 3.45 | 0.621
G-C24 | 1 |  | 0.3 | 0.75 | 3.45 | 0.77625
G-C25 | 1 |  | 0.3 | 0.6 | 3.45 | 0.621
G-C26 | 1 |  | 0.3 | 0.6 | 3.45 | 0.621
G-C27 | 1 |  | 0.3 | 0.6 | 3.45 | 0.621
G-C28 | 1 |  | 0.3 | 0.6 | 3.45 | 0.621
G-C29 | 1 |  | 0.3 | 0.6 | 3.45 | 0.621
G-C30 | 1 |  | 0.3 | 0.75 | 3.45 | 0.77625
G-C31 | 1 |  | 0.3 | 0.6 | 3.45 | 0.621
G-C32 | 1 |  | 0.3 | 0.9 | 3.45 | 0.9315
G-C33 | 1 |  | 0.3 | 0.75 | 3.45 | 0.77625
G-C34 | 1 |  | 0.3 | 0.6 | 3.45 | 0.621
G-C35 | 1 |  | 0.3 | 0.6 | 3.45 | 0.621
G-C36 | 1 |  | 0.3 | 1.05 | 3.45 | 1.0868
G-C37 | 1 |  | 0.3 | 0.6 | 3.45 | 0.621
G-C38 | 1 |  | 0.3 | 0.75 | 3.45 | 0.77625
G-C39 | 1 |  | 0.3 | 0.75 | 3.45 | 0.77625
G-C40 | 1 |  | 0.3 | 0.6 | 3.45 | 0.621
G-C42 | 1 |  | 0.3 | 0.6 | 3.45 | 0.621
G-C43 | 1 |  | 0.3 | 0.9 | 3.45 | 0.9315
G-C44 | 1 |  | 0.3 | 0.9 | 3.45 | 0.9315
G-C45 | 1 |  | 0.3 | 0.75 | 3.45 | 0.77625
G-C46 | 1 |  | 0.3 | 0.9 | 3.45 | 0.9315
G-C47 | 1 |  | 0.3 | 0.75 | 3.45 | 0.77625
G-C48 | 1 |  | 0.3 | 0.75 | 3.45 | 0.77625
G-C49 | 1 |  | 0.3 | 0.75 | 3.45 | 0.77625
G-C50 | 1 |  | 0.3 | 0.9 | 3.45 | 0.9315
G-C51 | 1 |  | 0.3 | 0.9 | 3.45 | 0.9315
G-C53 | 1 |  | 3.142 | 0.09 | 3.45 | 0.97559
G-C54 | 1 |  | 0.3 | 0.9 | 3.45 | 0.9315
G-C55 | 1 |  | 0.3 | 0.9 | 3.45 | 0.9315
G-C56 | 1 |  | 0.3 | 0.9 | 3.45 | 0.9315
G-C57 | 1 |  | 0.3 | 0.9 | 3.45 | 0.9315
G-C58 | 1 |  | 0.3 | 0.9 | 3.45 | 0.9315
G-C59 | 1 |  | 0.3 | 0.9 | 3.45 | 0.9315
G-C60 | 1 |  | 0.3 | 0.6 | 3.45 | 0.621
G-C61 | 2 |  | 0.3 | 0.75 | 3.45 | 1.5525
[6 empty] | 45.0666 | 45.0666
TF to Fourth Floor
G-C1 | 1 |  | 0.3 | 0.6 | 3.45 | 0.621
G-C2 | 1 |  | 0.3 | 0.6 | 3.45 | 0.621
G-C3 | 1 |  | 0.3 | 0.6 | 3.45 | 0.621
G-C4 | 1 |  | 0.3 | 0.75 | 3.45 | 0.77625
G-C5 | 1 |  | 0.3 | 0.6 | 3.45 | 0.621
G-C6 | 1 |  | 0.3 | 0.6 | 3.45 | 0.621
G-C7 | 1 |  | 0.3 | 0.6 | 3.45 | 0.621
G-C8 | 1 |  | 0.3 | 0.6 | 3.45 | 0.621
G-C9 | 1 |  | 0.3 | 0.6 | 3.45 | 0.621
G-C10 | 1 |  | 0.3 | 0.6 | 3.45 | 0.621
G-C11 | 1 |  | 0.3 | 0.6 | 3.45 | 0.621
G-C12 | 1 |  | 0.3 | 0.6 | 3.45 | 0.621
G-C13 | 1 |  | 0.3 | 0.6 | 3.45 | 0.621
G-C14 | 1 |  | 0.3 | 0.6 | 3.45 | 0.621
G-C15 | 1 |  | 0.3 | 0.6 | 3.45 | 0.621
G-C16 | 1 |  | 0.3 | 0.75 | 3.45 | 0.77625
G-C17 | 1 |  | 0.3 | 0.75 | 3.45 | 0.77625
G-C18 | 1 |  | 0.3 | 0.75 | 3.45 | 0.77625
G-C19 | 1 |  | 0.3 | 0.6 | 3.45 | 0.621
G-C20 | 1 |  | 0.3 | 0.75 | 3.45 | 0.77625
G-C21 | 1 |  | 0.3 | 1.05 | 3.45 | 1.0868
G-C22 | 1 |  | 0.3 | 0.9 | 3.45 | 0.9315
G-C23 | 1 |  | 0.3 | 0.6 | 3.45 | 0.621
G-C24 | 1 |  | 0.3 | 0.75 | 3.45 | 0.77625
G-C25 | 1 |  | 0.3 | 0.6 | 3.45 | 0.621
G-C26 | 1 |  | 0.3 | 0.6 | 3.45 | 0.621
G-C27 | 1 |  | 0.3 | 0.6 | 3.45 | 0.621
G-C28 | 1 |  | 0.3 | 0.6 | 3.45 | 0.621
G-C29 | 1 |  | 0.3 | 0.6 | 3.45 | 0.621
G-C30 | 1 |  | 0.3 | 0.75 | 3.45 | 0.77625
G-C31 | 1 |  | 0.3 | 0.6 | 3.45 | 0.621
G-C32 | 1 |  | 0.3 | 0.9 | 3.45 | 0.9315
G-C33 | 1 |  | 0.3 | 0.75 | 3.45 | 0.77625
G-C34 | 1 |  | 0.3 | 0.6 | 3.45 | 0.621
G-C35 | 1 |  | 0.3 | 0.6 | 3.45 | 0.621
G-C36 | 1 |  | 0.3 | 1.05 | 3.45 | 1.0868
G-C37 | 1 |  | 0.3 | 0.6 | 3.45 | 0.621
G-C38 | 1 |  | 0.3 | 0.75 | 3.45 | 0.77625
G-C39 | 1 |  | 0.3 | 0.75 | 3.45 | 0.77625
G-C40 | 1 |  | 0.3 | 0.6 | 3.45 | 0.621
G-C42 | 1 |  | 0.3 | 0.6 | 3.45 | 0.621
G-C43 | 1 |  | 0.3 | 0.9 | 3.45 | 0.9315
G-C44 | 1 |  | 0.3 | 0.9 | 3.45 | 0.9315
G-C45 | 1 |  | 0.3 | 0.75 | 3.45 | 0.77625
G-C46 | 1 |  | 0.3 | 0.9 | 3.45 | 0.9315
G-C47 | 1 |  | 0.3 | 0.75 | 3.45 | 0.77625
G-C48 | 1 |  | 0.3 | 0.75 | 3.45 | 0.77625
G-C49 | 1 |  | 0.3 | 0.75 | 3.45 | 0.77625
G-C50 | 1 |  | 0.3 | 0.9 | 3.45 | 0.9315
G-C51 | 1 |  | 0.3 | 0.9 | 3.45 | 0.9315
G-C53 | 1 |  | 3.142 | 0.09 | 3.45 | 0.97559
G-C54 | 1 |  | 0.3 | 0.9 | 3.45 | 0.9315
G-C55 | 1 |  | 0.3 | 0.9 | 3.45 | 0.9315
G-C56 | 1 |  | 0.3 | 0.9 | 3.45 | 0.9315
G-C57 | 1 |  | 0.3 | 0.9 | 3.45 | 0.9315
G-C58 | 1 |  | 0.3 | 0.9 | 3.45 | 0.9315
G-C59 | 1 |  | 0.3 | 0.9 | 3.45 | 0.9315
G-C60 | 1 |  | 0.3 | 0.6 | 3.45 | 0.621
G-C61 | 2 |  | 0.3 | 0.75 | 3.45 | 1.5525
[6 empty] | 45.0666 | 45.0666
Above Fourth Floor
G-C1 | 1 |  | 0.3 | 0.6 | 1.075 | 0.1935
G-C2 | 1 |  | 0.3 | 0.6 | 1.075 | 0.1935
G-C3 | 1 |  | 0.3 | 0.6 | 1.075 | 0.1935
G-C4 | 1 |  | 0.3 | 0.75 | 1.075 | 0.24187
G-C5 | 1 |  | 0.3 | 0.6 | 1.075 | 0.1935
G-C6 | 1 |  | 0.3 | 0.6 | 1.075 | 0.1935
G-C7 | 1 |  | 0.3 | 0.6 | 1.075 | 0.1935
G-C8 | 1 |  | 0.3 | 0.6 | 1.075 | 0.1935
G-C9 | 1 |  | 0.3 | 0.6 | 1.075 | 0.1935
G-C10 | 1 |  | 0.3 | 0.6 | 1.075 | 0.1935
G-C11 | 1 |  | 0.3 | 0.6 | 1.075 | 0.1935
G-C12 | 1 |  | 0.3 | 0.6 | 1.075 | 0.1935
G-C13 | 1 |  | 0.3 | 0.6 | 1.075 | 0.1935
G-C14 | 1 |  | 0.3 | 0.6 | 1.075 | 0.1935
G-C15 | 1 |  | 0.3 | 0.6 | 1.075 | 0.1935
G-C16 | 1 |  | 0.3 | 0.75 | 1.075 | 0.24187
G-C17 | 1 |  | 0.3 | 0.75 | 1.075 | 0.24187
G-C18 | 1 |  | 0.3 | 0.75 | 1.075 | 0.24187
G-C19 | 1 |  | 0.3 | 0.6 | 1.075 | 0.1935
G-C20 | 1 |  | 0.3 | 0.75 | 1.075 | 0.24187
G-C21 | 1 |  | 0.3 | 1.05 | 1.075 | 0.33863
G-C22 | 1 |  | 0.3 | 0.9 | 1.075 | 0.29025
G-C23 | 1 |  | 0.3 | 0.6 | 1.075 | 0.1935
G-C24 | 1 |  | 0.3 | 0.75 | 1.075 | 0.24187
G-C25 | 1 |  | 0.3 | 0.6 | 1.075 | 0.1935
G-C26 | 1 |  | 0.3 | 0.6 | 1.075 | 0.1935
G-C27 | 1 |  | 0.3 | 0.6 | 1.075 | 0.1935
G-C28 | 1 |  | 0.3 | 0.6 | 1.075 | 0.1935
G-C29 | 1 |  | 0.3 | 0.6 | 1.075 | 0.1935
G-C30 | 1 |  | 0.3 | 0.75 | 1.075 | 0.24187
G-C31 | 1 |  | 0.3 | 0.6 | 1.075 | 0.1935
G-C32 | 1 |  | 0.3 | 0.9 | 1.075 | 0.29025
G-C33 | 1 |  | 0.3 | 0.75 | 2.55 | 0.57375
G-C34 | 1 |  | 0.3 | 0.6 | 1.075 | 0.1935
G-C35 | 1 |  | 0.3 | 0.6 | 2.55 | 0.459
G-C36 | 1 |  | 0.3 | 1.05 | 2.55 | 0.80325
G-C37 | 1 |  | 0.3 | 0.6 | 1.075 | 0.1935
G-C38 | 1 |  | 0.3 | 0.75 | 1.075 | 0.24187
G-C39 | 1 |  | 0.3 | 0.75 | 1.075 | 0.24187
G-C40 | 1 |  | 0.3 | 0.6 | 1.075 | 0.1935
G-C42 | 1 |  | 0.3 | 0.6 | 1.075 | 0.1935
G-C43 | 1 |  | 0.3 | 0.9 | 2.55 | 0.6885
G-C44 | 1 |  | 0.3 | 0.9 | 2.55 | 0.6885
G-C45 | 1 |  | 0.3 | 0.75 | 1.075 | 0.24187
G-C46 | 1 |  | 0.3 | 0.9 | 1.075 | 0.29025
G-C47 | 1 |  | 0.3 | 0.75 | 1.075 | 0.24187
G-C48 | 1 |  | 0.3 | 0.75 | 1.075 | 0.24187
G-C49 | 1 |  | 0.3 | 0.75 | 1.075 | 0.24187
G-C50 | 1 |  | 0.3 | 0.9 | 1.075 | 0.29025
G-C51 | 1 |  | 0.3 | 0.9 | 2.55 | 0.6885
G-C53 | 1 |  | 3.142 | 0.09 | 1.075 | 0.30399
G-C54 | 1 |  | 0.3 | 0.9 | 1.075 | 0.29025
G-C55 | 1 |  | 0.3 | 0.9 | 1.075 | 0.29025
G-C56 | 1 |  | 0.3 | 0.9 | 1.075 | 0.29025
G-C57 | 1 |  | 0.3 | 0.9 | 1.075 | 0.29025
G-C58 | 1 |  | 0.3 | 0.9 | 1.075 | 0.29025
G-C59 | 1 |  | 0.3 | 0.9 | 1.075 | 0.29025
G-C60 | 1 |  | 0.3 | 0.6 | 1.075 | 0.1935
G-C61 | 2 |  | 0.3 | 0.75 | 1.075 | 0.48375
[6 empty] | 16.2992 | 16.2992
199.9811
DI
Upto GF
DC-19 | 1 |  | 3.142 | 0.050625 | 2.225 | 0.35392
DC-20 | 1 |  | 0.3 | 0.6 | 2.45 | 0.441
DC-21 | 1 |  | 0.3 | 0.6 | 2.45 | 0.441
DC-22 | 2 |  | 0.3 | 0.9 | 2.45 | 1.323
DC-23 | 1 |  | 0.3 | 0.75 | 2.45 | 0.55125
DC-24 | 1 |  | 0.3 | 0.6 | 2.45 | 0.441
DC-26 | 1 |  | 0.3 | 0.6 | 2.45 | 0.441
DC-27 | 1 |  | 0.3 | 0.6 | 1.625 | 0.2925
DC-29 | 1 |  | 0.3 | 0.75 | 1.625 | 0.36562
DC-30 | 1 |  | 0.3 | 0.9 | 1.625 | 0.43875
DC-32 | 1 |  | 0.3 | 1.05 | 1.85 | 0.58275
DC-34 | 1 |  | 0.3 | 1.05 | 2.225 | 0.70087
DC-35 | 1 |  | 0.3 | 1.05 | 1.625 | 0.51187
DC-36 | 1 |  | 0.3 | 0.9 | 1.625 | 0.43875
DC-37 | 1 |  | 0.3 | 0.9 | 1.625 | 0.43875
DC-38 | 1 |  | 0.3 | 0.9 | 1.625 | 0.43875
DC-39 | 1 |  | 0.3 | 0.9 | 2.225 | 0.60075
DC-40 | 1 |  | 0.3 | 0.9 | 2.45 | 0.6615
DC-41 | 1 |  | 0.3 | 0.75 | 2.45 | 0.55125
DC-44 | 1 |  | 3.142 | 0.050625 | 2.45 | 0.38971
DC-45 | 1 |  | 0.3 | 0.9 | 2.45 | 0.6615
DC-48 | 1 |  | 3.142 | 0.050625 | 2.45 | 0.38971
DC-49 | 1 |  | 0.3 | 0.9 | 2.45 | 0.6615
DC-50 | 1 |  | 0.3 | 0.75 | 2.45 | 0.55125
DC-54 | 1 |  | 0.3 | 0.75 | 2.45 | 0.55125
DC-55 | 1 |  | 0.3 | 0.9 | 1.625 | 0.43875
DC-56 | 1 |  | 0.3 | 0.9 | 1.625 | 0.43875
DC-57 | 1 |  | 0.3 | 0.9 | 1.625 | 0.43875
DC-58 | 1 |  | 0.3 | 0.9 | 1.625 | 0.43875
DC-59 | 1 |  | 0.3 | 0.9 | 2.45 | 0.6615
DC-60 | 1 |  | 0.3 | 0.9 | 2.225 | 0.60075
[6 empty] | 16.2365 | 16.2365
GF to FF
DC-19 | 1 |  | 3.142 | 0.050625 | 3.45 | 0.54877
DC-20 | 1 |  | 0.3 | 0.6 | 3.45 | 0.621
DC-21 | 1 |  | 0.3 | 0.6 | 3.45 | 0.621
DC-22 | 2 |  | 0.3 | 0.9 | 3.45 | 1.863
DC-23 | 1 |  | 0.3 | 0.75 | 3.45 | 0.77625
DC-24 | 1 |  | 0.3 | 0.6 | 3.45 | 0.621
DC-26 | 1 |  | 0.3 | 0.6 | 3.45 | 0.621
DC-27 | 1 |  | 0.3 | 0.6 | 3.45 | 0.621
DC-29 | 1 |  | 0.3 | 0.75 | 3.45 | 0.77625
DC-30 | 1 |  | 0.3 | 0.9 | 3.45 | 0.9315
DC-32 | 1 |  | 0.3 | 1.05 | 3.45 | 1.0868
DC-34 | 1 |  | 0.3 | 1.05 | 3.45 | 1.0868
DC-35 | 1 |  | 0.3 | 1.05 | 3.45 | 1.0868
DC-36 | 1 |  | 0.3 | 0.9 | 3.45 | 0.9315
DC-37 | 1 |  | 0.3 | 0.9 | 3.45 | 0.9315
DC-38 | 1 |  | 0.3 | 0.9 | 3.45 | 0.9315
DC-39 | 1 |  | 0.3 | 0.9 | 3.45 | 0.9315
DC-40 | 1 |  | 0.3 | 0.9 | 3.45 | 0.9315
DC-41 | 1 |  | 0.3 | 0.75 | 3.45 | 0.77625
DC-44 | 1 |  | 3.142 | 0.050625 | 3.45 | 0.54877
DC-45 | 1 |  | 0.3 | 0.9 | 3.45 | 0.9315
DC-48 | 1 |  | 3.142 | 0.050625 | 3.45 | 0.54877
DC-49 | 1 |  | 0.3 | 0.9 | 3.45 | 0.9315
DC-50 | 1 |  | 0.3 | 0.75 | 3.45 | 0.77625
DC-54 | 1 |  | 0.3 | 0.75 | 3.45 | 0.77625
DC-55 | 1 |  | 0.3 | 0.9 | 3.45 | 0.9315
DC-56 | 1 |  | 0.3 | 0.9 | 3.45 | 0.9315
DC-57 | 1 |  | 0.3 | 0.9 | 3.45 | 0.9315
DC-58 | 1 |  | 0.3 | 0.9 | 3.45 | 0.9315
DC-59 | 1 |  | 0.3 | 0.9 | 3.45 | 0.9315
DC-60 | 1 |  | 0.3 | 0.9 | 3.45 | 0.9315
[6 empty] | 26.7968 | 26.7968
FF to SF
DC-20 | 1 |  | 0.3 | 0.6 | 3.45 | 0.621
DC-21 | 1 |  | 0.3 | 0.6 | 3.45 | 0.621
DC-22 | 2 |  | 0.3 | 0.9 | 3.45 | 1.863
DC-23 | 1 |  | 0.3 | 0.75 | 3.45 | 0.77625
DC-24 | 1 |  | 0.3 | 0.6 | 3.45 | 0.621
DC-26 | 1 |  | 0.3 | 0.6 | 3.45 | 0.621
DC-27 | 1 |  | 0.3 | 0.6 | 3.45 | 0.621
DC-29 | 1 |  | 0.3 | 0.75 | 3.45 | 0.77625
DC-30 | 1 |  | 0.3 | 0.9 | 3.45 | 0.9315
DC-32 | 1 |  | 0.3 | 1.05 | 3.45 | 1.0868
DC-34 | 1 |  | 0.3 | 1.05 | 3.45 | 1.0868
DC-35 | 1 |  | 0.3 | 1.05 | 3.45 | 1.0868
DC-36 | 1 |  | 0.3 | 0.9 | 3.45 | 0.9315
DC-37 | 1 |  | 0.3 | 0.9 | 3.45 | 0.9315
DC-38 | 1 |  | 0.3 | 0.9 | 3.45 | 0.9315
DC-39 | 1 |  | 0.3 | 0.9 | 3.45 | 0.9315
DC-40 | 1 |  | 0.3 | 0.9 | 3.45 | 0.9315
DC-45 | 1 |  | 0.3 | 0.9 | 3.45 | 0.9315
DC-49 | 1 |  | 0.3 | 0.9 | 3.45 | 0.9315
DC-55 | 1 |  | 0.3 | 0.9 | 3.45 | 0.9315
DC-56 | 1 |  | 0.3 | 0.9 | 3.45 | 0.9315
DC-57 | 1 |  | 0.3 | 0.9 | 3.45 | 0.9315
DC-58 | 1 |  | 0.3 | 0.9 | 3.45 | 0.9315
DC-59 | 1 |  | 0.3 | 0.9 | 3.45 | 0.9315
DC-60 | 1 |  | 0.3 | 0.9 | 3.45 | 0.9315
DC-7 | 1 |  | 0.3 | 0.9 | 3.45 | 0.9315
DC-10 | 2 |  | 0.3 | 0.9 | 3.45 | 1.863
DC-13 | 2 |  | 0.3 | 1.05 | 3.45 | 2.1735
DC-18 | 1 |  | 0.3 | 0.9 | 3.45 | 0.9315
DC-25 | 2 |  | 0.3 | 1.05 | 3.45 | 2.1735
XDC-25 | 2 |  | 0.3 | 0.9 | 3.45 | 1.863
DC-28 | 1 |  | 0.3 | 1.05 | 3.45 | 1.0868
DC-31 | 1 |  | 0.3 | 1.05 | 3.45 | 1.0868
DC-33 | 1 |  | 0.3 | 1.05 | 3.45 | 1.0868
DC-42 | 1 |  | 0.3 | 1.05 | 3.45 | 1.0868
DC-43 | 1 |  | 0.3 | 1.05 | 3.45 | 1.0868
DC-46 | 1 |  | 0.3 | 1.05 | 3.45 | 1.0868
DC-47 | 1 |  | 0.3 | 1.05 | 3.45 | 1.0868
DC-51 | 1 |  | 0.3 | 0.9 | 3.45 | 0.9315
DC-52 | 1 |  | 0.3 | 0.9 | 3.45 | 0.9315
DC-53 | 1 |  | 0.3 | 0.9 | 3.45 | 0.9315
[6 empty] | 43.1595 | 43.1595
Above SF( terrace Floor)
DC-20 | 1 |  | 0.3 | 0.6 | 1.075 | 0.1935
DC-21 | 1 |  | 0.3 | 0.6 | 1.075 | 0.1935
DC-22 | 2 |  | 0.3 | 0.9 | 1.075 | 0.5805
DC-23 | 1 |  | 0.3 | 0.75 | 1.075 | 0.24187
DC-24 | 1 |  | 0.3 | 0.6 | 1.075 | 0.1935
DC-26 | 1 |  | 0.3 | 0.6 | 1.075 | 0.1935
DC-27 | 1 |  | 0.3 | 0.6 | 1.075 | 0.1935
DC-29 | 1 |  | 0.3 | 0.75 | 1.075 | 0.24187
DC-30 | 1 |  | 0.3 | 0.9 | 1.075 | 0.29025
DC-32 | 1 |  | 0.3 | 1.05 | 1.075 | 0.33863
DC-34 | 1 |  | 0.3 | 1.05 | 1.075 | 0.33863
DC-35 | 1 |  | 0.3 | 1.05 | 1.075 | 0.33863
DC-36 | 1 |  | 0.3 | 0.9 | 1.075 | 0.29025
DC-37 | 1 |  | 0.3 | 0.9 | 1.075 | 0.29025
DC-38 | 1 |  | 0.3 | 0.9 | 1.075 | 0.29025
DC-39 | 1 |  | 0.3 | 0.9 | 1.075 | 0.29025
DC-40 | 1 |  | 0.3 | 0.9 | 1.075 | 0.29025
DC-45 | 1 |  | 0.3 | 0.9 | 1.075 | 0.29025
DC-49 | 1 |  | 0.3 | 0.9 | 1.075 | 0.29025
DC-55 | 1 |  | 0.3 | 0.9 | 1.075 | 0.29025
DC-56 | 1 |  | 0.3 | 0.9 | 1.075 | 0.29025
DC-57 | 1 |  | 0.3 | 0.9 | 1.075 | 0.29025
DC-58 | 1 |  | 0.3 | 0.9 | 1.075 | 0.29025
DC-59 | 1 |  | 0.3 | 0.9 | 1.075 | 0.29025
DC-60 | 1 |  | 0.3 | 0.9 | 1.075 | 0.29025
DC-7 | 1 |  | 0.3 | 0.9 | 1.075 | 0.29025
DC-10 | 2 |  | 0.3 | 0.9 | 1.075 | 0.5805
DC-13 | 2 |  | 0.3 | 1.05 | 1.075 | 0.67725
DC-18 | 1 |  | 0.3 | 0.9 | 1.075 | 0.29025
DC-25 | 2 |  | 0.3 | 1.05 | 1.075 | 0.67725
XDC-25 | 2 |  | 0.3 | 0.9 | 1.075 | 0.5805
DC-28 | 1 |  | 0.3 | 1.05 | 1.075 | 0.33863
DC-31 | 1 |  | 0.3 | 1.05 | 1.075 | 0.33863
DC-33 | 1 |  | 0.3 | 1.05 | 1.075 | 0.33863
DC-42 | 1 |  | 0.3 | 1.05 | 1.075 | 0.33863
DC-43 | 1 |  | 0.3 | 1.05 | 1.075 | 0.33863
DC-46 | 1 |  | 0.3 | 1.05 | 1.075 | 0.33863
DC-47 | 1 |  | 0.3 | 1.05 | 1.075 | 0.33863
DC-51 | 1 |  | 0.3 | 0.9 | 1.075 | 0.29025
DC-52 | 1 |  | 0.3 | 0.9 | 1.075 | 0.29025
DC-53 | 1 |  | 0.3 | 0.9 | 1.075 | 0.29025
[6 empty] | 13.4483 | 13.4483
99.641
SC
Lift walls | 2 |  | 0.8 | 0.2 | 3 | 0.96
| 1 |  | 2.2 | 0.2 | 3 | 1.32
| 1 |  | 1.8 | 0.2 | 3 | 1.08
3.36
GH | 1 |  | 0.7 | 0.2 | 3 | 0.42
| 1 |  | 1.001 | 0.2 | 3 | 0.6006
| 2 |  | 1.8 | 0.2 | 3 | 2.16
3.1806
School Block
GF | 1 |  | 2146.45 |  | 0.15 | 321.9675
Plumbing shaft | -1 |  | 2.36 |  | 0.15 | -0.354
| -1 |  | 16.63 |  | 0.15 | -2.4945
| -1 |  | 3.24 |  | 0.15 | -0.486
| -1 |  | 29.206 |  | 0.15 | -4.3809
| -1 |  | 92.501 |  | 0.15 | -13.8751
| -1 |  | 22.8 |  | 0.15 | -3.42
| -1 |  | 10.692 |  | 0.15 | -1.6038
| -1 |  | 13.15 |  | 0.15 | -1.9725
200mm thick slab | -1 |  | 17.1 |  | 0.15 | -2.565
200mm thick slab | 1 |  | 17.1 |  | 0.2 | 3.42
| 1 |  | 3.25 |  | 0.2 | 0.65
| 1 |  | 6.23 |  | 0.2 | 1.246
FF | 1 |  | 1278.854 |  | 0.15 | 191.8281
Flat Roof | 1 |  | 33.541 |  | 0.15 | 5.0311
Deduct Cutout | -1 |  | 12.806 |  | 0.15 | -1.9209
Plumbing shaft | -1 |  | 2.36 |  | 0.15 | -0.354
| -1 |  | 16.63 |  | 0.15 | -2.4945
| -1 |  | 3.24 |  | 0.15 | -0.486
| -1 |  | 16.248 |  | 0.15 | -2.4372
| -1 |  | 16.934 |  | 0.15 | -2.5401
| -1 |  | 102.087 |  | 0.15 | -15.3131
| -1 |  | 12.62 |  | 0.15 | -1.893
| -1 |  | 13.21 |  | 0.15 | -1.9815
| -6 |  | 2.32 |  | 0.15 | -2.088
Slope Roof | 1 |  | 3.8 | 6.374 | 0.2 | 4.8442
Drain | 1 |  | 15.086 | 0.15 | 1.031 | 2.333
| 1 |  | 315.568 | 0.15 |  | 47.3352
Library Gutter | 1 |  | 19.272 | 1.083 | 0.15 | 3.1307
| 1 |  | 14.341 | 1.083 | 0.15 | 2.3297
SF | 1 |  | 1536.915 |  | 0.15 | 230.5372
Deduct | [5 empty] | 0
Plumbing shaft | -1 |  | 2.36 |  | 0.15 | -0.354
| -1 |  | 3.24 |  | 0.15 | -0.486
| -1 |  | 16.349 |  | 0.15 | -2.4524
| -1 |  | 5.64 |  | 0.15 | -0.846
TF | 1 |  | 41.405 |  | 0.15 | 6.2107
Shafts slab
PHE Shaft 1 | 1 |  | 5.84 |  | 0.1 | 0.584
Lift shaft | 1 |  | 9.94 |  | 0.1 | 0.994
ELE & ELV Fire shaft | 1 |  | 12.76 |  | 0.1 | 1.276
| 1 |  | 5.112 |  | 0.1 | 0.5112
Kitchen clearStory window slab | 3 |  | 1.8 | 1.8 | 0.125 | 1.215
758.6454
Guest House
Slab -GF | 1 |  | 629.73 |  | 0.15 | 94.4595
Deuctions
PHE Shaft 01 | -1 |  | 4.119 |  | 0.15 | -0.61785
PHE Shaft 02 | -1 |  | 2.62 |  | 0.15 | -0.393
PHE Shaft 03 | -1 |  | 3.717 |  | 0.15 | -0.55755
PHE Shaft 04 | -1 |  | 2.56 |  | 0.15 | -0.384
PHE Shaft 05 | -1 |  | 4.3 |  | 0.15 | -0.645
PHE Shaft 06 | -1 |  | 2.5 |  | 0.15 | -0.375
PHE Shaft 07 | -1 |  | 4.158 |  | 0.15 | -0.6237
Lift & fire Shaft | -1 |  | 3.24 |  | 0.15 | -0.486
| -1 |  | 2.016 |  | 0.15 | -0.3024
Staircase | -1 |  | 23.31 |  | 0.15 | -3.4965
PHE Shaft 08 | -1 |  | 4.361 |  | 0.15 | -0.65415
PHE Shaft 09 | -1 |  | 4.35 |  | 0.15 | -0.6525
Staircase 09 | -1 |  | 16.37 |  | 0.15 | -2.4555
Passage cutouts | -2 |  | 10.357 |  | 0.15 | -3.1071
200mm Thick Slab | 4 |  | 2.8 | 0.6 | 0.2 | 1.344
Slab -FF | 1 |  | 632.028 |  | 0.15 | 94.8042
Deuctions
PHE Shaft 01 | -1 |  | 3.984 |  | 0.15 | -0.5976
PHE Shaft 02 | -1 |  | 2.549 |  | 0.15 | -0.38235
PHE Shaft 03 | -1 |  | 3.717 |  | 0.15 | -0.55755
PHE Shaft 04 | -1 |  | 2.56 |  | 0.15 | -0.384
PHE Shaft 05 | -1 |  | 4.3 |  | 0.15 | -0.645
PHE Shaft 06 | -1 |  | 2.5 |  | 0.15 | -0.375
PHE Shaft 07 | -1 |  | 4.158 |  | 0.15 | -0.6237
Lift & fire Shaft | -1 |  | 3.24 |  | 0.15 | -0.486
| -1 |  | 2.016 |  | 0.15 | -0.3024
Staircase | -1 |  | 23.31 |  | 0.15 | -3.4965
PHE Shaft 08 | -1 |  | 4.361 |  | 0.15 | -0.65415
PHE Shaft 09 | -1 |  | 4.35 |  | 0.15 | -0.6525
Staircase 09 | -1 |  | 16.37 |  | 0.15 | -2.4555
Passage cutouts | -2 |  | 12.29 |  | 0.15 | -3.687
Elevation wall Cutouts | -4 |  | 4.765 | 1.53 | 0.15 | -4.3743
200mm Thick Slab | 1 |  | 40.696 | 0.6 | 0.2 | 4.8835
Slab -FF | 1 |  | 638.106 |  | 0.15 | 95.7159
Deuctions
PHE Shaft 01 | -1 |  | 3.984 |  | 0.15 | -0.5976
PHE Shaft 02 | -1 |  | 2.549 |  | 0.15 | -0.38235
PHE Shaft 03 | -1 |  | 3.717 |  | 0.15 | -0.55755
PHE Shaft 04 | -1 |  | 2.56 |  | 0.15 | -0.384
PHE Shaft 05 | -1 |  | 4.3 |  | 0.15 | -0.645
PHE Shaft 06 | -1 |  | 2.5 |  | 0.15 | -0.375
PHE Shaft 07 | -1 |  | 4.158 |  | 0.15 | -0.6237
0
Lift & fire Shaft | -1 |  | 3.24 |  | 0.15 | -0.486
| -1 |  | 2.016 |  | 0.15 | -0.3024
Staircase | -1 |  | 23.31 |  | 0.15 | -3.4965
0
PHE Shaft 08 | -1 |  | 4.361 |  | 0.15 | -0.65415
PHE Shaft 09 | -1 |  | 4.35 |  | 0.15 | -0.6525
Staircase 09 | -1 |  | 16.37 |  | 0.15 | -2.4555
Passage cutouts | -2 |  | 12.29 |  | 0.15 | -3.687
Elevation wall Cutouts | -4 |  | 4.765 | 1.53 | 0.15 | -4.3743
0
Slab -TF | 1 |  | 510.629 |  | 0.15 | 76.5944
Deuctions | [5 empty] | 0
PHE Shaft 01 | -1 |  | 3.984 |  | 0.15 | -0.5976
PHE Shaft 02 | -1 |  | 2.549 |  | 0.15 | -0.38235
PHE Shaft 03 | -1 |  | 3.717 |  | 0.15 | -0.55755
PHE Shaft 04 | -1 |  | 2.56 |  | 0.15 | -0.384
PHE Shaft 05 | -1 |  | 4.3 |  | 0.15 | -0.645
PHE Shaft 06 | -1 |  | 2.5 |  | 0.15 | -0.375
PHE Shaft 07 | -1 |  | 4.158 |  | 0.15 | -0.6237
0
Lift & fire Shaft | -1 |  | 3.24 |  | 0.15 | -0.486
| -1 |  | 2.016 |  | 0.15 | -0.3024
Staircase | -1 |  | 23.31 |  | 0.15 | -3.4965
Shaft Slab | 2 |  | 3.5 | 2.1 | 0.125 | 1.8375
0
Slab -Fourth Floor | 1 |  | 50.92 |  | 0.15 | 7.638
Plumbing Shaft 04 | 1 |  | 3.55 | 2.124 | 0.125 | 0.94253
| 1 |  | 3.5 | 2.38 | 0.125 | 1.0413
| 2 |  | 3.5 | 2.138 | 0.125 | 1.8707
| 1 |  | 1.099 | 1.85 | 0.125 | 0.25414
| 1 |  | 3.92 | 2.3 | 0.125 | 1.127
320.5652
DI | [5 empty] | 0
GF | 1 |  | 713.457 |  | 0.15 | 107.0185
| -2 |  | 0.343 |  | 0.15 | -0.1029
| -1 |  | 0.72 |  | 0.15 | -0.108
| -2 |  | 2.25 |  | 0.15 | -0.675
| -1 |  | 2.035 |  | 0.15 | -0.30525
| -1 |  | 15.83 |  | 0.15 | -2.3745
| -1 |  | 9.152 |  | 0.15 | -1.3728
| -1 |  | 26.526 |  | 0.15 | -3.9789
| -1 |  | 19.789 |  | 0.15 | -2.9684
| -1 |  | 101.1204 |  | 0.15 | -15.1681
FF | 1 |  | 824.913 |  | 0.15 | 123.7369
| -2 |  | 0.343 |  | 0.15 | -0.1029
| -1 |  | 0.72 |  | 0.15 | -0.108
| -1 |  | 2.0355 |  | 0.15 | -0.30532
Shaft | 1 |  | 3.345 | 1.2 | 0.125 | 0.50175
203.6873
GF Slab
School
SB1+SB2 | 1 |  | 8.415 | 0.2 | 0.6 | 1.0098
SB3 | 1 |  | 2.842 | 0.2 | 0.6 | 0.34104
SB4 | 1 |  | 2.8 | 0.2 | 0.6 | 0.336
SB5 | 1 |  | 2.8 | 0.2 | 0.6 | 0.336
SB6 | 1 |  | 2.8 | 0.2 | 0.6 | 0.336
SB7 | 1 |  | 2.8 | 0.2 | 0.6 | 0.336
SB8 | 1 |  | 2.9 | 0.2 | 0.6 | 0.348
SB9 | 1 |  | 2.9 | 0.2 | 0.6 | 0.348
SB10 | 1 |  | 6 | 0.2 | 0.6 | 0.72
SB11 | 1 |  | 8.55 | 0.2 | 0.6 | 1.026
XS B11 | 1 |  | 8.45 | 0.2 | 0.6 | 1.014
SB12 | 1 |  | 4.3 | 0.2 | 0.6 | 0.516
SB13 | 1 |  | 4.14 | 0.2 | 0.6 | 0.4968
SB14a | 1 |  | 2.162 | 0.2 | 0.6 | 0.25944
SB14 | 1 |  | 5.501 | 0.2 | 0.6 | 0.66012
SB15 | 1 |  | 4.327 | 0.2 | 0.6 | 0.51924
SB16 | 1 |  | 3.22 | 0.2 | 0.6 | 0.3864
SB17 | 1 |  | 6.1 | 0.2 | 0.6 | 0.732
SB18 | 1 |  | 3.51 | 0.2 | 0.6 | 0.4212
SB19 | 1 |  | 4.587 | 0.2 | 0.6 | 0.55044
SB20 |  |  |  | 0.2 | 0.6 | 0.12
SB21 | 1 |  | 4.24 | 0.2 | 0.6 | 0.5088
SB22 | 1 |  | 4.525 | 0.2 | 0.6 | 0.543
SB23 | 1 |  | 3.525 | 0.2 | 0.6 | 0.423
SB24 | 1 |  | 4.4 | 0.2 | 0.6 | 0.528
SB25 | 1 |  | 4.24 | 0.2 | 0.6 | 0.5088
SB26 | 1 |  | 3.913 | 0.2 | 0.6 | 0.46956
SB27 | 1 |  | 4.525 | 0.2 | 0.6 | 0.543
SB28 | 1 |  | 3.525 | 0.2 | 0.6 | 0.423
SB29 | 1 |  | 8.94 | 0.2 | 0.6 | 1.0728
SB30 | 1 |  | 7.008 | 0.2 | 0.6 | 0.84096
SB31 | 1 |  | 3.15 | 0.2 | 0.6 | 0.378
SB32 | 1 |  | 5.825 | 0.2 | 0.6 | 0.699
SB33 | 1 |  | 6.1 | 0.2 | 0.6 | 0.732
SB34 | 1 |  | 5.825 | 0.2 | 0.6 | 0.699
SB35 | 1 |  | 6.1 | 0.2 | 0.6 | 0.732
SB36 | 1 |  | 3.561 | 0.2 | 0.6 | 0.42732
SB37 | 1 |  | 5.038 | 0.2 | 0.6 | 0.60456
SB38 | 1 |  | 8.578 | 0.2 | 0.6 | 1.0294
| 1 |  | 5.292 | 0.2 | 0.6 | 0.63504
SB39 | 1 |  | 6.175 | 0.2 | 0.6 | 0.741
SB40 | 1 |  | 5.8 | 0.2 | 0.6 | 0.696
SB41a | 1 |  | 2.16 | 0.2 | 0.6 | 0.2592
SB41 | 1 |  | 4.657 | 0.2 | 0.6 | 0.55884
SB42 | 1 |  | 5.905 | 0.2 | 0.6 | 0.7086
SB43 | 1 |  | 6.075 | 0.2 | 0.6 | 0.729
SB44 | 1 |  | 5.942 | 0.2 | 0.6 | 0.71304
SB45 | 1 |  | 2.24 | 0.2 | 0.6 | 0.2688
SB46 | 1 |  | 3.287 | 0.2 | 0.6 | 0.39444
SB47 | 1 |  | 5.446 | 0.2 | 0.6 | 0.65352
SB48 | 1 |  | 3.431 | 0.2 | 0.6 | 0.41172
SB49 | 1 |  | 4.137 | 0.2 | 0.6 | 0.49644
SB50+SB 51 | 1 |  | 6.663 | 0.2 | 0.6 | 0.79956
SB52 | 1 |  | 4.139 | 0.2 | 0.6 | 0.49668
SB53 | 1 |  | 6.661 | 0.2 | 0.6 | 0.79932
SB54 | 1 |  | 4.152 | 0.2 | 0.6 | 0.49824
SB55 | 1 |  | 3.466 | 0.2 | 0.6 | 0.41592
SB56 | 1 |  | 2.862 | 0.2 | 0.6 | 0.34344
SB57 | 1 |  | 2.646 | 0.2 | 0.6 | 0.31752
SB58 | 1 |  | 2.641 | 0.2 | 0.6 | 0.31692
SB59 | 1 |  | 2.716 | 0.2 | 0.6 | 0.32592
SB59a | 1 |  | 1.622 | 0.2 | 0.6 | 0.19464
SB60 | 1 |  | 3.876 | 0.2 | 0.45 | 0.34884
SB61 | 1 |  | 6 | 0.2 | 0.6 | 0.72
SB62 | 1 |  | 5.9 | 0.2 | 0.6 | 0.708
SB63 | 1 |  | 6.1 | 0.2 | 0.6 | 0.732
SB64 | 1 |  | 5.9 | 0.2 | 0.6 | 0.708
SB65 | 1 |  | 6.1 | 0.2 | 0.6 | 0.732
SB66 | 1 |  | 5.935 | 0.2 | 0.6 | 0.7122
SB67+SB68+SB69+SB69A | 1 |  | 15.436 | 0.45 | 0.6 | 4.1677
SB70 | 1 |  | 3.097 | 0.2 | 0.6 | 0.37164
SB71 | 1 |  | 4.348 | 0.2 | 0.6 | 0.52176
SB72 | 1 |  | 5.455 | 0.2 | 0.6 | 0.6546
SB73 | 1 |  | 4.234 | 0.2 | 0.6 | 0.50808
SB74 | 1 |  | 3.6 | 0.2 | 0.6 | 0.432
SB75 | 1 |  | 1.548 | 0.2 | 0.6 | 0.18576
SB76 | 1 |  | 5.144 | 0.2 | 0.6 | 0.61728
SB77 | 1 |  | 5.255 | 0.2 | 0.6 | 0.6306
SB78 | 1 |  | 4.034 | 0.2 | 0.6 | 0.48408
SB79 | 1 |  | 1.64 | 0.2 | 0.6 | 0.1968
SB80 | 1 |  | 0.658 | 0.2 | 0.6 | 0.07896
SB81 | 1 |  |  | 0.2 | 0.6 | 0.12
SB82 | 1 |  | 1.614 | 0.2 | 0.6 | 0.19368
SB83 | 1 |  | 4.367 | 0.2 | 0.45 | 0.39303
SB84 | 1 |  | 4.564 | 0.2 | 0.45 | 0.41076
SB85 | 1 |  | 7.07 | 0.2 | 0.6 | 0.8484
SB86 | 1 |  | 1.69 | 0.2 | 0.6 | 0.2028
SB87 | 1 |  | 6.92 | 0.2 | 0.6 | 0.8304
SB88 | 1 |  | 1.84 | 0.2 | 0.6 | 0.2208
SB89 | 1 |  | 7.22 | 0.2 | 0.6 | 0.8664
SB90 | 1 |  | 1.84 | 0.2 | 0.6 | 0.2208
SB91 | 1 |  | 7.22 | 0.2 | 0.6 | 0.8664
SB92 | 1 |  | 1.841 | 0.2 | 0.6 | 0.22092
| 1 |  | 2.44 | 0.2 | 0.6 | 0.2928
| 1 |  | 2.44 | 0.2 | 0.6 | 0.2928
SB93 | 1 |  | 6.92 | 0.2 | 0.6 | 0.8304
SB94 | 1 |  | 7.62 | 0.2 | 0.6 | 0.9144
SB95 | 1 |  | 5.433 | 0.2 | 0.6 | 0.65196
SB96 | 1 |  | 2.4 | 0.2 | 0.6 | 0.288
SB97 | 1 |  | 3.385 | 0.2 | 0.6 | 0.4062
SB98 | 1 |  | 2.668 | 0.2 | 0.6 | 0.32016
SB99 | 1 |  | 2.4 | 0.2 | 0.6 | 0.288
SB100 | 1 |  | 1.8 | 0.2 | 0.6 | 0.216
SB101 | 1 |  | 3.2 | 0.2 | 0.6 | 0.384
SB102 | 1 |  | 2.388 | 0.2 | 0.6 | 0.28656
SB103 | 1 |  | 2.8 | 0.2 | 0.6 | 0.336
SB104 | 1 |  | 4.35 | 0.2 | 0.6 | 0.522
| 1 |  | 0.8 | 0.2 | 0.6 | 0.096
SB105 | 1 |  | 4.129 | 0.2 | 0.6 | 0.49548
SB106 | 1 |  | 4.55 | 0.2 | 0.6 | 0.546
SB107 | 1 |  | 5.811 | 0.2 | 0.6 | 0.69732
SB108 | 1 |  | 3.1 | 0.2 | 0.6 | 0.372
SB109 | 1 |  | 3.693 | 0.2 | 0.6 | 0.44316
SB110 | 1 |  | 2.8 | 0.2 | 0.6 | 0.336
SB111 | 1 |  | 1.769 | 0.2 | 0.6 | 0.21228
SB112 | 1 |  | 7.061 | 0.2 | 0.6 | 0.84732
SB113 | 1 |  | 1.5 | 0.2 | 0.6 | 0.18
SB114 | 1 |  | 3.693 | 0.2 | 0.6 | 0.44316
SB115 | 1 |  | 2.35 | 0.2 | 0.6 | 0.282
SB116 | 1 |  | 1.769 | 0.2 | 0.6 | 0.21228
SB117 | 1 |  | 6.969 | 0.2 | 0.6 | 0.83628
SB118 | 1 |  | 1.5 | 0.2 | 0.6 | 0.18
SB119 | 1 |  | 3.843 | 0.2 | 0.6 | 0.46116
SB120 | 1 |  | 2.05 | 0.2 | 0.6 | 0.246
SB121 | 1 |  | 1.769 | 0.2 | 0.6 | 0.21228
SB122 | 1 |  | 4.409 | 0.2 | 0.6 | 0.52908
SB123 | 1 |  | 3.304 | 0.2 | 0.6 | 0.39648
SB124 | 1 |  | 3.434 | 0.2 | 0.6 | 0.41208
SB125 | 1 |  | 3.434 | 0.2 | 0.6 | 0.41208
SB126 | 1 |  |  | 0.2 | 0.6 | 0.12
SB127 | 1 |  | 1.534 | 0.2 | 0.6 | 0.18408
SB128 | 1 |  | 1.5 | 0.2 | 0.6 | 0.18
SB129 | 1 |  | 5.949 | 0.2 | 0.6 | 0.71388
SB130 | 1 |  | 6.549 | 0.2 | 0.6 | 0.78588
| 1 |  | 9.046 | 0.2 | 0.6 | 1.0855
SB131 | 1 |  | 5.852 | 0.2 | 0.6 | 0.70224
SB132 | 1 |  | 3.304 | 0.2 | 0.6 | 0.39648
SB133 | 1 |  | 7.559 | 0.2 | 0.6 | 0.90708
SB134 | 1 |  | 5.017 | 0.2 | 0.6 | 0.60204
SB135 | 1 |  | 7.123 | 0.2 | 0.6 | 0.85476
SB136+SB137 | 1 |  | 6.975 | 0.2 | 0.6 | 0.837
| 1 |  |  | 0.2 | 0.6 | 0.12
SB3 | 1 |  | 12.779 | 0.2 | 0.6 | 1.5335
Xsb1 | 1 |  | 4.944 | 0.2 | 0.6 | 0.59328
SB38 | 1 |  | 4.88 | 0.2 | 0.6 | 0.5856
SB3 | 1 |  | 5.653 | 0.2 | 0.6 | 0.67836
SB3 |  |  | 5.135 | 0.2 | 0.6 | 0.6162
DB1 | 1 |  | 6.075 | 0.2 | 0.6 | 0.729
DB2 | 1 |  | 6.075 | 0.2 | 0.6 | 0.729
DB3 | 2 |  | 5.883 | 0.2 | 0.6 | 1.4119
DB4 | 1 |  | 4.729 | 0.2 | 0.6 | 0.56748
DB5 | 1 |  | 3.445 | 0.2 | 0.6 | 0.4134
DB6 | 1 |  | 3.675 | 0.2 | 0.6 | 0.441
DB7 | 1 |  | 3.479 | 0.2 | 0.6 | 0.41748
DB8 | 1 |  | 7.172 | 0.2 | 0.6 | 0.86064
DB9 | 1 |  | 3.929 | 0.2 | 0.6 | 0.47148
DB10 | 1 |  | 7.623 | 0.2 | 0.6 | 0.91476
DB11 | 1 |  | 3.212 | 0.2 | 0.6 | 0.38544
DB12 | 1 |  | 3.212 | 0.2 | 0.6 | 0.38544
DB13 | 1 |  | 3.212 | 0.2 | 0.6 | 0.38544
DB14 | 1 |  | 2.812 | 0.2 | 0.6 | 0.33744
DB15 | 1 |  | 12.573 | 0.2 | 0.6 | 1.5088
DB16 | 1 |  | 6.136 | 0.2 | 0.6 | 0.73632
DB17 | 1 |  | 6.037 | 0.2 | 0.6 | 0.72444
DB18 | 3 |  | 12.573 | 0.2 | 0.6 | 4.5263
DB19 | 1 |  | 12.503 | 0.2 | 0.6 | 1.5004
DB20 | 1 |  | 12.022 | 0.2 | 0.6 | 1.4426
DB3 | 1 |  | 12.573 | 0.2 | 0.6 | 1.5088
DB21 | 1 |  | 3.923 | 0.2 | 0.6 | 0.47076
DB22 | 1 |  | 4.7 | 0.2 | 0.6 | 0.564
DB23 | 1 |  | 6.495 | 0.2 | 0.6 | 0.7794
DB24 | 1 |  | 2.325 | 0.2 | 0.6 | 0.279
DB25 | 1 |  | 4.8 | 0.2 | 0.6 | 0.576
DB26 | 1 |  | 6.595 | 0.2 | 0.6 | 0.7914
DB27a | 1 |  | 0.666 | 0.2 | 0.6 | 0.07992
DB28 | 1 |  | 3.635 | 0.2 | 0.6 | 0.4362
DB29 | 1 |  | 3.89 | 0.2 | 0.6 | 0.4668
DB30 | 1 |  | 3.885 | 0.2 | 0.6 | 0.4662
DB31 | 2 |  | 3.885 | 0.2 | 0.6 | 0.9324
DB32 | 2 |  | 3.65 | 0.2 | 0.6 | 0.876
DB33 | 2 |  | 1.623 | 0.2 | 0.6 | 0.38952
DB34 | 1 |  | 6.597 | 0.2 | 0.6 | 0.79164
DB34a | 1 |  | 1.796 | 0.2 | 0.6 | 0.21552
DB34 | 1 |  | 3.633 | 0.2 | 0.6 | 0.43596
DB35 | 1 |  | 3.886 | 0.2 | 0.6 | 0.46632
DB36 | 1 |  | 3.885 | 0.2 | 0.6 | 0.4662
DB37 | 1 |  | 3.885 | 0.2 | 0.6 | 0.4662
DB38 | 1 |  | 3.885 | 0.2 | 0.6 | 0.4662
DB39 | 1 |  | 2.438 | 0.2 | 0.6 | 0.29256
110.1324
FF
SB 1 | 1 |  | 5.707 | 0.2 | 0.6 | 0.68484
SB 2
SB 3 | 1 |  | 3.25 | 0.2 | 0.6 | 0.39
SB 4 | 1 |  | 2.8 | 0.2 | 0.6 | 0.336
SB 5 | 1 |  | 2.8 | 0.2 | 0.6 | 0.336
SB 6 | 1 |  | 2.8 | 0.2 | 0.6 | 0.336
SB7 | 1 |  | 2.8 | 0.2 | 0.6 | 0.336
SB8 | 1 |  | 2.9 | 0.2 | 0.6 | 0.348
SB9 | 1 |  | 2.9 | 0.2 | 0.6 | 0.348
SB10 | 1 |  | 6 | 0.2 | 0.6 | 0.72
SB11 | 1 |  | 8.55 | 0.2 | 0.6 | 1.026
SB12 | 1 |  | 4.3 | 0.2 | 0.6 | 0.516
SB13 | 1 |  | 4.14 | 0.2 | 0.6 | 0.4968
SB14a | 1 |  | 2.162 | 0.2 | 0.6 | 0.25944
SB14 | 1 |  | 5.501 | 0.2 | 0.6 | 0.66012
SB15 | 1 |  | 4.327 | 0.2 | 0.6 | 0.51924
SB16 | 1 |  | 3.22 | 0.2 | 0.6 | 0.3864
SB17 | 1 |  | 6.1 | 0.2 | 0.6 | 0.732
SB18 | 1 |  | 3.51 | 0.2 | 0.6 | 0.4212
SB19 | 1 |  | 4.587 | 0.2 | 0.6 | 0.55044
SB20 | 1 |  | 8.45 | 0.2 | 0.6 | 1.014
SB21 | 1 |  | 4.24 | 0.2 | 0.6 | 0.5088
SB22 | 1 |  | 4.525 | 0.2 | 0.6 | 0.543
SB23 | 1 |  | 3.525 | 0.2 | 0.6 | 0.423
SB24 | 1 |  | 4.4 | 0.2 | 0.6 | 0.528
SB25 | 1 |  | 4.24 | 0.2 | 0.6 | 0.5088
|  |  |  | 0.2 | 0.6 | 0.12
SB26 | 1 |  | 3.913 | 0.2 | 0.6 | 0.46956
SB27 | 1 |  | 4.525 | 0.2 | 0.6 | 0.543
SB28 | 1 |  | 3.525 | 0.2 | 0.6 | 0.423
SB29 | 1 |  | 8.94 | 0.2 | 0.6 | 1.0728
SB30 | 1 |  | 8.415 | 0.2 | 0.6 | 1.0098
SB30 | 1 |  | 6.994 | 0.2 | 0.6 | 0.83928
SB31 | 1 |  | 3.15 | 0.2 | 0.6 | 0.378
SB32 | 1 |  | 5.825 | 0.2 | 0.6 | 0.699
SB33 | 1 |  | 6.1 | 0.2 | 0.6 | 0.732
SB34 | 1 |  | 5.825 | 0.2 | 0.6 | 0.699
SB35 | 1 |  | 6.1 | 0.2 | 0.6 | 0.732
SB36 | 1 |  | 3.561 | 0.2 | 0.6 | 0.42732
SB37 | 1 |  | 5.038 | 0.2 | 0.6 | 0.60456
SB38 | 1 |  | 8.578 | 0.2 | 0.6 | 1.0294
SB39 | 1 |  | 6.175 | 0.2 | 0.6 | 0.741
SB40 | 1 |  | 5.8 | 0.2 | 0.6 | 0.696
SB41a | 1 |  | 2.16 | 0.2 | 0.6 | 0.2592
SB41 | 1 |  | 4.657 | 0.2 | 0.6 | 0.55884
SB42 | 1 |  | 3.066 | 0.2 | 0.6 | 0.36792
SB43 | 1 |  | 2.24 | 0.2 | 0.6 | 0.2688
SB44 | 2 |  | 1.8 | 0.2 | 0.6 | 0.432
SB45 | 1 |  | 1.674 | 0.2 | 0.6 | 0.20088
SB46 | 1 |  | 0.8 | 0.2 | 0.6 | 0.096
SB47 | 1 |  | 7.7717 | 0.2 | 0.6 | 0.9326
SB48 | 1 |  | 5.905 | 0.2 | 0.6 | 0.7086
SB49 | 1 |  | 6.663 | 0.2 | 0.6 | 0.79956
SB50 | 1 |  | 4.137 | 0.2 | 0.6 | 0.49644
SB51 | 1 |  | 4.139 | 0.2 | 0.6 | 0.49668
SB52 | 1 |  | 4.137 | 0.2 | 0.6 | 0.49644
SB53 | 1 |  | 6 | 0.2 | 0.6 | 0.72
SB54 | 1 |  | 5.9 | 0.2 | 0.6 | 0.708
SB55 | 1 |  | 6.1 | 0.2 | 0.6 | 0.732
SB56 | 1 |  | 5.9 | 0.2 | 0.6 | 0.708
SB57 | 1 |  | 6.1 | 0.2 | 0.6 | 0.732
SB58 | 1 |  | 5.935 | 0.2 | 0.6 | 0.7122
SB59+SB60+SB61+SB62+SB63+SB64 | 1 |  | 37.885 | 0.2 | 0.6 | 4.5462
SB65 | 1 |  | 5.455 | 0.2 | 0.6 | 0.6546
SB66 | 1 |  | 3.097 | 0.2 | 0.6 | 0.37164
SB67 | 1 |  | 4.348 | 0.2 | 0.6 | 0.52176
SB201 | 1 |  | 5.255 | 0.2 | 0.6 | 0.6306
SB68 | 1 |  | 4.334 | 0.2 | 0.6 | 0.52008
SB69 | 1 |  | 3.6 | 0.2 | 0.6 | 0.432
SB70 | 1 |  | 1.58 | 0.2 | 0.6 | 0.1896
SB71 | 1 |  | 5.236 | 0.2 | 0.6 | 0.62832
SB72 | 1 |  | 5.258 | 0.2 | 0.6 | 0.63096
SB73 | 1 |  | 4.034 | 0.2 | 0.6 | 0.48408
SB74 | 1 |  | 1.814 | 0.2 | 0.6 | 0.21768
SB75 | 1 |  | 7.07 | 0.2 | 0.6 | 0.8484
SB76 | 1 |  | 6.92 | 0.2 | 0.6 | 0.8304
SB77 | 1 |  | 7.22 | 0.2 | 0.6 | 0.8664
SB78 | 1 |  | 7.22 | 0.2 | 0.6 | 0.8664
SB78a | 1 |  | 5.024 | 0.2 | 0.6 | 0.60288
SB78b | 1 |  | 2.817 | 0.2 | 0.6 | 0.33804
SB79 | 1 |  | 7.62 | 0.2 | 0.6 | 0.9144
SB80 | 1 |  | 7.62 | 0.2 | 0.6 | 0.9144
SB81 | 1 |  | 5.433 | 0.2 | 0.6 | 0.65196
SB82 | 1 |  | 6.58 | 0.2 | 0.6 | 0.7896
SB82 | 1 |  | 6.682 | 0.2 | 0.6 | 0.80184
SB82 | 1 |  | 3.25 | 0.2 | 0.6 | 0.39
SB83 | 1 |  | 2.4 | 0.2 | 0.6 | 0.288
SB84 | 1 |  | 3.37 | 0.2 | 0.6 | 0.4044
SB85 | 1 |  | 2.668 | 0.2 | 0.6 | 0.32016
SB86 | 1 |  | 3.178 | 0.2 | 0.6 | 0.38136
SB87 | 1 |  | 2.4 | 0.2 | 0.6 | 0.288
SB88 |  |  |  | 0.2 | 0.6 | 0.12
SB89 | 1 |  | 1.8 | 0.2 | 0.6 | 0.216
SB90 | 1 |  | 3.2 | 0.2 | 0.6 | 0.384
SB91 | 1 |  | 2.388 | 0.2 | 0.6 | 0.28656
SB92 | 1 |  | 2.8 | 0.2 | 0.6 | 0.336
SB93 | 1 |  | 4.35 | 0.2 | 0.6 | 0.522
SB94 | 1 |  | 4.116 | 0.2 | 0.6 | 0.49392
SB95 | 1 |  | 4.55 | 0.2 | 0.6 | 0.546
SB96a | 1 |  | 1.05 | 0.2 | 0.6 | 0.126
SB96 | 1 |  | 5.811 | 0.2 | 0.6 | 0.69732
XSB96 | 1 |  | 3.1 | 0.2 | 0.6 | 0.372
SB97a | 1 |  | 3.385 | 0.2 | 0.6 | 0.4062
SB97 | 1 |  | 3.693 | 0.2 | 0.6 | 0.44316
SB98b | 1 |  | 3.494 | 0.2 | 0.6 | 0.41928
SB99a | 1 |  | 0.758 | 0.2 | 0.6 | 0.09096
SB99 | 1 |  | 7.061 | 0.2 | 0.6 | 0.84732
SB100a | 1 |  | 0.759 | 0.2 | 0.6 | 0.09108
SB100 | 1 |  | 3.694 | 0.2 | 0.6 | 0.44328
SB100b | 1 |  | 3.469 | 0.2 | 0.6 | 0.41628
SB101a | 1 |  | 0.76 | 0.2 | 0.6 | 0.0912
SB101 | 1 |  | 6.911 | 0.2 | 0.6 | 0.82932
SB102a | 1 |  | 0.758 | 0.2 | 0.6 | 0.09096
SB102 | 1 |  | 3.843 | 0.2 | 0.6 | 0.46116
SB103a | 1 |  | 0.858 | 0.2 | 0.6 | 0.10296
SB104 | 1 |  | 4.409 | 0.2 | 0.6 | 0.52908
SB105 | 1 |  | 3.304 | 0.2 | 0.6 | 0.39648
SB106 | 1 |  | 1.51 | 0.2 | 0.6 | 0.1812
SB67 | 1 |  | 12.665 | 0.45 | 1.9 | 10.8286
SB69a | 1 |  | 7.913 | 0.45 | 1.5 | 5.3413
SB135 | 1 |  | 7.12 | 0.2 | 0.6 | 0.8544
SB136 | 1 |  | 7.575 | 0.2 | 0.6 | 0.909
SB34 | 1 |  | 37.035 | 0.2 | 0.6 | 4.4442
SB34a | 6 |  | 1.4 | 0.2 | 0.6 | 1.008
B101 | 6 |  | 3.63 | 0.2 | 0.6 | 2.6136
RB1a | 12 |  | 0.721 | 0.2 | 0.6 | 1.0382
SB301 | 1 |  | 7.06 | 0.2 | 0.6 | 0.8472
SB301 | 1 |  | 7.591 | 0.2 | 0.6 | 0.91092
SB301 | 1 |  | 8.121 | 0.2 | 0.6 | 0.97452
SB301 | 1 |  | 7.622 | 0.2 | 0.6 | 0.91464
SB301 | 1 |  | 9.249 | 0.2 | 0.6 | 1.1099
SB302 | 1 |  | 4.993 | 0.2 | 0.6 | 0.59916
SB302 | 1 |  | 5.228 | 0.2 | 0.6 | 0.62736
SB302 | 1 |  | 6.062 | 0.2 | 0.6 | 0.72744
SB302 | 1 |  | 6.616 | 0.2 | 0.6 | 0.79392
99.3761
SF
SB1 | 1 |  | 3.25 | 0.2 | 0.6 | 0.39
SB2 | 1 |  | 2.8 | 0.2 | 0.6 | 0.336
SB3 | 1 |  | 2.8 | 0.2 | 0.6 | 0.336
SB4 | 1 |  | 2.8 | 0.2 | 0.6 | 0.336
SB5 | 1 |  | 2.8 | 0.2 | 0.6 | 0.336
SB6 | 1 |  | 2.9 | 0.2 | 0.6 | 0.348
SB7 | 1 |  | 2.9 | 0.2 | 0.6 | 0.348
SB8 | 1 |  | 8.35 | 0.2 | 0.6 | 1.002
SB9 | 1 |  | 6 | 0.2 | 0.6 | 0.72
SB10 | 1 |  | 8.45 | 0.2 | 0.6 | 1.014
SB11 | 1 |  | 4.3 | 0.2 | 0.6 | 0.516
SB12 | 1 |  | 4.14 | 0.2 | 0.6 | 0.4968
SB13 | 1 |  | 4.24 | 0.2 | 0.6 | 0.5088
SB14 | 1 |  | 4.525 | 0.2 | 0.6 | 0.543
SB15 | 1 |  | 3.525 | 0.2 | 0.6 | 0.423
SB16 | 1 |  | 4.4 | 0.2 | 0.6 | 0.528
SB17 | 1 |  | 4.14 | 0.2 | 0.6 | 0.4968
SB17 | 1 |  | 3.913 | 0.2 | 0.6 | 0.46956
SB18 | 1 |  | 4.525 | 0.2 | 0.6 | 0.543
SB19 | 1 |  | 3.525 | 0.2 | 0.6 | 0.423
SB20 | 1 |  | 7.307 | 0.2 | 0.6 | 0.87684
SB20 | 1 |  | 5.501 | 0.2 | 0.6 | 0.66012
SB21 | 1 |  | 4.316 | 0.2 | 0.6 | 0.51792
SB22 | 1 |  | 3.22 | 0.2 | 0.6 | 0.3864
SB23 | 1 |  | 3.15 | 0.2 | 0.6 | 0.378
SB24 | 1 |  | 5.825 | 0.2 | 0.6 | 0.699
SB25 | 1 |  | 6.1 | 0.2 | 0.6 | 0.732
SB26 | 1 |  | 5.825 | 0.2 | 0.6 | 0.699
SB27 | 1 |  | 6.1 | 0.2 | 0.6 | 0.732
SB28 | 1 |  | 3.561 | 0.2 | 0.6 | 0.42732
SB29 | 1 |  | 5.037 | 0.2 | 0.6 | 0.60444
SB30 | 1 |  | 9.188 | 0.2 | 0.6 | 1.1026
SB31 | 1 |  | 6.01 | 0.2 | 0.6 | 0.7212
SB32 | 1 |  | 5.892 | 0.2 | 0.6 | 0.70704
SB33 | 1 |  | 4.657 | 0.2 | 0.6 | 0.55884
SB34 | 1 |  | 3.066 | 0.2 | 0.6 | 0.36792
SB35 | 1 |  | 2.24 | 0.2 | 0.6 | 0.2688
SB36 | 1 |  | 1.8 | 0.2 | 0.6 | 0.216
SB37 | 1 |  | 1.8 | 0.2 | 0.6 | 0.216
SB38 | 1 |  | 1.582 | 0.2 | 0.6 | 0.18984
SB39 | 1 |  | 0.65 | 0.2 | 0.6 | 0.078
SB40 | 1 |  | 1.814 | 0.2 | 0.6 | 0.21768
SB41 +SB42 | 1 |  | 11.279 | 0.2 | 0.6 | 1.3535
SB43 | 1 |  | 3.097 | 0.2 | 0.6 | 0.37164
SB44 | 1 |  | 4.348 | 0.2 | 0.6 | 0.52176
SB45 | 1 |  | 5.255 | 0.2 | 0.6 | 0.6306
SB68 | 1 |  | 4.334 | 0.2 | 0.6 | 0.52008
SB46 | 1 |  | 3.6 | 0.2 | 0.6 | 0.432
SB47 | 1 |  | 1.548 | 0.2 | 0.6 | 0.18576
SB48 | 1 |  | 5.236 | 0.2 | 0.6 | 0.62832
SB49 | 1 |  | 5.255 | 0.2 | 0.6 | 0.6306
SB50 | 1 |  | 7.07 | 0.2 | 0.6 | 0.8484
SB51 | 1 |  | 2.44 | 0.2 | 0.6 | 0.2928
SB52 | 1 |  | 1.69 | 0.2 | 0.6 | 0.2028
SB53 | 1 |  | 6.92 | 0.2 | 0.6 | 0.8304
SB54
SB55 | 1 |  | 2.241 | 0.2 | 0.6 | 0.26892
SB56 | 1 |  | 1.84 | 0.2 | 0.6 | 0.2208
SB57 | 1 |  | 7.22 | 0.2 | 0.6 | 0.8664
SB58 | 1 |  | 7.221 | 0.2 | 0.6 | 0.86652
SB59 | 1 |  | 6.92 | 0.2 | 0.6 | 0.8304
SB60 | 1 |  | 7.6 | 0.2 | 0.6 | 0.912
SB61 | 1 |  | 5.433 | 0.2 | 0.6 | 0.65196
SB62 | 1 |  | 3.25 | 0.2 | 0.6 | 0.39
SB63 | 1 |  | 2.4 | 0.2 | 0.6 | 0.288
SB64 | 1 |  | 3.37 | 0.2 | 0.6 | 0.4044
SB65 | 1 |  | 2.668 | 0.2 | 0.6 | 0.32016
SB66 | 1 |  | 2.4 | 0.2 | 0.6 | 0.288
SB68a | 1 |  | 2.727 | 0.2 | 0.6 | 0.32724
SB68 | 1 |  | 1.8 | 0.2 | 0.6 | 0.216
SB69 | 1 |  | 3.2 | 0.2 | 0.6 | 0.384
SB70 | 1 |  | 2.388 | 0.2 | 0.6 | 0.28656
SB71 | 1 |  | 4.35 | 0.2 | 0.6 | 0.522
SB72 | 1 |  | 4.129 | 0.2 | 0.6 | 0.49548
SB73 | 1 |  | 4.55 | 0.2 | 0.6 | 0.546
SB74 | 1 |  | 3.225 | 0.2 | 0.6 | 0.387
SB17 | 1 |  | 6.075 | 0.2 | 0.6 | 0.729
SB18 | 1 |  | 3.51 | 0.2 | 0.6 | 0.4212
SB19 | 1 |  | 4.587 | 0.2 | 0.6 | 0.55044
SB19 | 1 |  | 2.114 | 0.2 | 0.6 | 0.25368
SB56 | 2 |  | 1.84 | 0.2 | 0.6 | 0.4416
SB56 | 1 |  | 4.33 | 0.2 | 0.6 | 0.5196
SB56 | 2 |  | 4.88 | 0.2 | 0.6 | 1.1712
SB101a | 1 |  | 2.598 | 0.2 | 0.6 | 0.31176
SB101 | 1 |  | 5.811 | 0.2 | 0.6 | 0.69732
SB102 | 1 |  | 3.1 | 0.2 | 0.6 | 0.372
SB103a | 1 |  | 2.298 | 0.2 | 0.6 | 0.27576
SB103 | 1 |  | 3.693 | 0.2 | 0.6 | 0.44316
SB104 | 1 |  | 7.809 | 0.2 | 0.6 | 0.93708
SB105a | 1 |  | 2.298 | 0.2 | 0.6 | 0.27576
SB105 | 1 |  | 12.251 | 0.2 | 0.6 | 1.4701
SB106a | 1 |  | 2.298 | 0.2 | 0.6 | 0.27576
SB106 | 1 |  | 3.694 | 0.2 | 0.6 | 0.44328
SB107 | 1 |  | 5.17 | 0.2 | 0.6 | 0.6204
SB109a | 1 |  | 2.298 | 0.2 | 0.6 | 0.27576
SB109 | 1 |  | 3.843 | 0.2 | 0.6 | 0.46116
SB110 | 1 |  | 5.019 | 0.2 | 0.6 | 0.60228
SB111a | 1 |  | 2.598 | 0.2 | 0.6 | 0.31176
SB111 | 1 |  | 4.408 | 0.2 | 0.6 | 0.52896
SB112 | 1 |  | 3.304 | 0.2 | 0.6 | 0.39648
SB113 | 1 |  | 4.557 | 0.2 | 0.6 | 0.54684
SB75+B76 | 1 |  | 12.861 | 0.2 | 0.6 | 1.5433
SB77 | 1 |  | 7.668 | 0.2 | 0.6 | 0.92016
SB78 | 1 |  | 6.663 | 0.2 | 0.6 | 0.79956
SB79 | 1 |  | 4.139 | 0.2 | 0.6 | 0.49668
SB80 | 1 |  | 6.661 | 0.2 | 0.6 | 0.79932
SB81 | 1 |  | 4.139 | 0.2 | 0.6 | 0.49668
SB82 | 1 |  | 3.466 | 0.2 | 0.6 | 0.41592
SB83 | 1 |  | 6.1 | 0.2 | 0.6 | 0.732
SB84 | 1 |  | 6.1 | 0.2 | 0.6 | 0.732
SB85 | 1 |  | 6.1 | 0.2 | 0.6 | 0.732
SB86 | 1 |  | 6 | 0.2 | 0.6 | 0.72
SB87 | 1 |  | 6.035 | 0.2 | 0.6 | 0.7242
SB88 | 1 |  | 6.135 | 0.2 | 0.6 | 0.7362
SB89 | 1 |  | 6 | 0.2 | 0.6 | 0.72
SB90 | 1 |  | 5.9 | 0.2 | 0.6 | 0.708
SB91 | 1 |  | 6.1 | 0.2 | 0.6 | 0.732
SB92 | 1 |  | 5.9 | 0.2 | 0.6 | 0.708
SB93 | 1 |  | 6.1 | 0.2 | 0.6 | 0.732
SB94 | 1 |  | 5.935 | 0.2 | 0.6 | 0.7122
SB95+SB96+SB97+SB98+SB99+SB100 | 1 |  | 38.035 | 0.2 | 0.6 | 4.5642
70.4482
TF
SB1 | 1 |  | 3.15 | 0.2 | 0.6 | 0.378
SB2 | 1 |  | 3.15 | 0.2 | 0.6 | 0.378
SB3 | 1 |  | 7.07 | 0.2 | 0.6 | 0.8484
SB4 | 1 |  | 7.07 | 0.2 | 0.6 | 0.8484
2.4528
282.4095
GuesrtHouse GF
GB1 | 7 |  | 3.101 | 0.2 | 0.6 | 2.6048
GB2 | 7 |  | 1.125 | 0.2 | 0.6 | 0.945
RB1 | 7 |  | 1.43 | 0.2 | 0.6 | 1.2012
RB1a | 7 |  | 0.42 | 0.2 | 0.6 | 0.3528
GB3 | 1 |  | 4.765 | 0.2 | 0.6 | 0.5718
GB4 | 1 |  | 4.765 | 0.2 | 0.6 | 0.5718
GB5 | 1 |  | 4.815 | 0.2 | 0.6 | 0.5778
GB6 | 1 |  | 4.815 | 0.2 | 0.6 | 0.5778
GB7 | 1 |  | 4.815 | 0.2 | 0.6 | 0.5778
GB8 | 1 |  | 4.815 | 0.2 | 0.6 | 0.5778
GB9 | 1 |  | 4.765 | 0.2 | 0.6 | 0.5718
GB10 | 1 |  | 5.195 | 0.2 | 0.6 | 0.6234
GB11 | 1 |  | 4.365 | 0.2 | 0.6 | 0.5238
GB12 | 1 |  | 4.44 | 0.2 | 0.6 | 0.5328
GB13 | 1 |  | 4.44 | 0.2 | 0.6 | 0.5328
GB14 | 1 |  | 4.44 | 0.2 | 0.6 | 0.5328
GB15 | 1 |  | 3.915 | 0.2 | 0.6 | 0.4698
GB16 | 1 |  | 4.465 | 0.2 | 0.6 | 0.5358
GB17 | 1 |  | 4.348 | 0.2 | 0.6 | 0.52176
GB18 | 1 |  | 1.544 | 0.2 | 0.6 | 0.18528
GB19 | 1 |  | 7.486 | 0.2 | 0.6 | 0.89832
GB20 | 1 |  | 1.544 | 0.2 | 0.6 | 0.18528
GB21 | 1 |  | 7.486 | 0.2 | 0.6 | 0.89832
GB22 | 1 |  | 1.544 | 0.2 | 0.6 | 0.18528
GB23 | 1 |  | 7.336 | 0.2 | 0.6 | 0.88032
GB24 | 1 |  | 2.272 | 0.2 | 0.6 | 0.27264
GB25 | 1 |  | 3.049 | 0.2 | 0.6 | 0.36588
GB26 | 1 |  | 1.8 | 0.2 | 0.6 | 0.216
GB27 | 1 |  | 7.93 | 0.2 | 0.6 | 0.9516
GB28 | 1 |  | 2.387 | 0.2 | 0.6 | 0.28644
GB29 | 1 |  | 5.8 | 0.2 | 0.6 | 0.696
GB30 | 1 |  | 2.93 | 0.2 | 0.6 | 0.3516
GB31 | 1 |  | 5.8 | 0.2 | 0.6 | 0.696
GB32 | 1 |  | 0.643 | 0.2 | 0.6 | 0.07716
GB33 | 1 |  | 3.25 | 0.2 | 0.6 | 0.39
GB34+B35+B36 | 1 |  | 20.26 | 0.2 | 0.6 | 2.4312
|  |  |  | 0.2 | 0.6 | 0.12
GB37 | 1 |  | 1.544 | 0.2 | 0.6 | 0.18528
GB38 | 1 |  | 3.218 | 0.2 | 0.6 | 0.38616
GB39 | 1 |  | 3.068 | 0.2 | 0.6 | 0.36816
GB40 | 1 |  | 1.544 | 0.2 | 0.6 | 0.18528
GB41 | 1 |  | 3.218 | 0.2 | 0.6 | 0.38616
GB42 | 1 |  | 3.368 | 0.2 | 0.6 | 0.40416
GB43 | 1 |  | 2.122 | 0.2 | 0.6 | 0.25464
GB44 | 1 |  | 1.4 | 0.2 | 0.6 | 0.168
GB45 | 1 |  | 3.05 | 0.2 | 0.6 | 0.366
GB46 | 1 |  | 4.765 | 0.2 | 0.6 | 0.5718
GB47 | 1 |  | 4.815 | 0.2 | 0.6 | 0.5778
GB48 | 1 |  | 4.815 | 0.2 | 0.6 | 0.5778
GB49 | 1 |  | 4.765 | 0.2 | 0.6 | 0.5718
GB50 | 1 |  | 2.648 | 0.2 | 0.6 | 0.31776
GB51 | 1 |  | 4.898 | 0.2 | 0.6 | 0.58776
GB52 | 1 |  | 3.098 | 0.2 | 0.6 | 0.37176
GB53 | 1 |  | 2.452 | 0.2 | 0.6 | 0.29424
GB54 | 1 |  | 1 | 0.2 | 0.6 | 0.12
GB55 | 1 |  | 0.7 | 0.2 | 0.6 | 0.084
GB56 | 2 |  | 4.687 | 0.2 | 0.6 | 1.1249
GB57 | 1 |  | 5.887 | 0.2 | 0.6 | 0.70644
GB58 | 1 |  | 2.775 | 0.2 | 0.6 | 0.333
GB59 | 1 |  | 2.85 | 0.2 | 0.6 | 0.342
GB60 | 1 |  | 3.454 | 0.2 | 0.6 | 0.41448
GB61 | 1 |  | 4.87 | 0.2 | 0.6 | 0.5844
GB62 | 1 |  | 3.454 | 0.2 | 0.6 | 0.41448
GB63 | 1 |  | 1.8 | 0.2 | 0.6 | 0.216
GB3 | 1 |  | 2.57 | 0.2 | 0.6 | 0.3084
GB64 | 1 |  | 2.75 | 0.2 | 0.6 | 0.33
GB65 | 1 |  | 2.775 | 0.2 | 0.6 | 0.333
GB66 | 1 |  | 1.8 | 0.2 | 0.6 | 0.216
GB67 | 1 |  | 0.27 | 0.2 | 0.6 | 0.0324
GB68 | 1 |  | 2.75 | 0.2 | 0.6 | 0.33
GB69 | 1 |  | 2.85 | 0.2 | 0.6 | 0.342
GB70 | 1 |  | 2.85 | 0.2 | 0.6 | 0.342
GB71 | 1 |  | 2.775 | 0.2 | 0.6 | 0.333
GB72 | 1 |  | 2.75 | 0.2 | 0.6 | 0.33
GB73 | 1 |  | 2.775 | 0.2 | 0.6 | 0.333
GB74 | 1 |  | 2.75 | 0.2 | 0.6 | 0.33
GB75 | 1 |  | 2.85 | 0.2 | 0.6 | 0.342
GB76 | 1 |  | 2.85 | 0.2 | 0.6 | 0.342
GB77 | 1 |  | 2.775 | 0.2 | 0.6 | 0.333
GB78 | 1 |  | 2.85 | 0.2 | 0.6 | 0.342
GB79 | 1 |  | 2.85 | 0.2 | 0.6 | 0.342
GB80 | 1 |  | 2.775 | 0.2 | 0.6 | 0.333
GB81 | 1 |  | 2.85 | 0.2 | 0.6 | 0.342
GB82 | 1 |  | 2.85 | 0.2 | 0.6 | 0.342
GB83 | 1 |  | 2.775 | 0.2 | 0.6 | 0.333
GB84 | 1 |  | 3.158 | 0.2 | 0.6 | 0.37896
GB85 | 1 |  | 4.291 | 0.2 | 0.6 | 0.51492
GB86 | 1 |  | 4.346 | 0.2 | 0.6 | 0.52152
GB87 | 1 |  | 2.05 | 0.2 | 0.6 | 0.246
RB101 | 3 |  | 1.5 | 0.2 | 0.6 | 0.54
GB88 |  |  |  | 0.2 | 0.6 | 0.12
GB89 | 1 |  | 4.346 | 0.2 | 0.6 | 0.52152
GB90 |  |  |  | 0.2 | 0.6 | 0.12
GB91 | 1 |  | 4.346 | 0.2 | 0.6 | 0.52152
GB92 |  |  |  | 0.2 | 0.6 | 0.12
GB93 | 1 |  | 4.346 | 0.2 | 0.6 | 0.52152
GB94 | 3 |  | 3.2 | 0.2 | 0.6 | 1.152
RB101 | 1 |  | 3.2 | 0.2 | 0.6 | 0.384
GB95 | 1 |  | 4.33 | 0.2 | 0.6 | 0.5196
GB96 | 1 |  | 4.65 | 0.2 | 0.6 | 0.558
GB97 | 1 |  | 2.75 | 0.2 | 0.6 | 0.33
GB98 | 1 |  | 2.775 | 0.2 | 0.6 | 0.333
| 1 |  | 6.3 | 0.2 | 0.6 | 0.756
GB99 | 1 |  | 6.05 | 0.2 | 0.6 | 0.726
GB64 | 1 |  | 2.729 | 0.2 | 0.6 | 0.32748
GB65 | 1 |  | 2.281 | 0.2 | 0.6 | 0.27372
GB66 | 1 |  | 2.535 | 0.2 | 0.6 | 0.3042
GB67 | 1 |  | 2.536 | 0.2 | 0.6 | 0.30432
GB68 | 1 |  | 2.441 | 0.2 | 0.6 | 0.29292
GB69 | 1 |  | 4.1 | 0.2 | 0.6 | 0.492
CB101 | 1 |  | 3.873 | 0.2 | 0.6 | 0.46476
Tapered Beams | 4 |  | 3.164 | 4.087 |  | 51.7251
Sunken beams | 7 |  | 3.307 | 0.2 | 0.6 | 2.7779
106.8627
FF
GB1 | 7 |  | 3.101 | 0.2 | 0.6 | 2.6048
GB2 | 7 |  | 1.125 | 0.2 | 0.6 | 0.945
RB1 | 7 |  | 1.43 | 0.2 | 0.6 | 1.2012
RB1a | 7 |  | 0.42 | 0.2 | 0.6 | 0.3528
GB3 | 1 |  | 4.765 | 0.2 | 0.6 | 0.5718
GB4 | 1 |  | 4.765 | 0.2 | 0.6 | 0.5718
GB5 | 1 |  | 4.815 | 0.2 | 0.6 | 0.5778
GB6 | 1 |  | 4.815 | 0.2 | 0.6 | 0.5778
GB7 | 1 |  | 4.815 | 0.2 | 0.6 | 0.5778
GB8 | 1 |  | 4.815 | 0.2 | 0.6 | 0.5778
GB9 | 1 |  | 4.765 | 0.2 | 0.6 | 0.5718
GB10 | 1 |  | 5.195 | 0.2 | 0.6 | 0.6234
GB11 | 1 |  | 4.365 | 0.2 | 0.6 | 0.5238
GB12 | 1 |  | 4.44 | 0.2 | 0.6 | 0.5328
GB13 | 1 |  | 4.44 | 0.2 | 0.6 | 0.5328
GB14 | 1 |  | 4.44 | 0.2 | 0.6 | 0.5328
GB15 | 1 |  | 3.915 | 0.2 | 0.6 | 0.4698
GB16 | 1 |  | 4.465 | 0.2 | 0.6 | 0.5358
GB17 | 1 |  | 4.348 | 0.2 | 0.6 | 0.52176
GB18 | 1 |  | 1.544 | 0.2 | 0.6 | 0.18528
GB19 | 1 |  | 7.486 | 0.2 | 0.6 | 0.89832
GB20 | 1 |  | 1.544 | 0.2 | 0.6 | 0.18528
GB21 | 1 |  | 7.486 | 0.2 | 0.6 | 0.89832
GB22 | 1 |  | 1.544 | 0.2 | 0.6 | 0.18528
GB23 | 1 |  | 7.336 | 0.2 | 0.6 | 0.88032
GB24 | 1 |  | 2.272 | 0.2 | 0.6 | 0.27264
GB25 | 1 |  | 3.049 | 0.2 | 0.6 | 0.36588
GB26 | 1 |  | 1.8 | 0.2 | 0.6 | 0.216
GB27 | 1 |  | 7.93 | 0.2 | 0.6 | 0.9516
GB28 | 1 |  | 2.387 | 0.2 | 0.6 | 0.28644
GB29 | 1 |  | 5.8 | 0.2 | 0.6 | 0.696
GB30 | 1 |  | 2.93 | 0.2 | 0.6 | 0.3516
GB31 | 1 |  | 5.8 | 0.2 | 0.6 | 0.696
GB32 | 1 |  | 0.643 | 0.2 | 0.6 | 0.07716
GB33 | 1 |  | 3.25 | 0.2 | 0.6 | 0.39
GB34 | 1 |  | 8.286 | 0.2 | 0.6 | 0.99432
GB35 | 1 |  | 8.286 | 0.2 | 0.6 | 0.99432
GB37 | 1 |  | 1.544 | 0.2 | 0.6 | 0.18528
GB38 | 1 |  | 3.218 | 0.2 | 0.6 | 0.38616
GB39 | 1 |  | 3.068 | 0.2 | 0.6 | 0.36816
GB40 | 1 |  | 1.544 | 0.2 | 0.6 | 0.18528
GB41 | 1 |  | 3.218 | 0.2 | 0.6 | 0.38616
GB42 | 1 |  | 3.368 | 0.2 | 0.6 | 0.40416
GB43 | 1 |  | 2.122 | 0.2 | 0.6 | 0.25464
GB44
GB45
GB46 | 1 |  | 5.115 | 0.2 | 0.6 | 0.6138
GB47 | 1 |  | 4.815 | 0.2 | 0.6 | 0.5778
GB48 | 1 |  | 5.115 | 0.2 | 0.6 | 0.6138
GB49 | 1 |  | 4.915 | 0.2 | 0.6 | 0.5898
GB50 | 1 |  | 4.765 | 0.2 | 0.6 | 0.5718
GB51 | 1 |  | 4.815 | 0.2 | 0.6 | 0.5778
GB52 | 1 |  | 4.815 | 0.2 | 0.6 | 0.5778
GB53 | 1 |  | 4.765 | 0.2 | 0.6 | 0.5718
GB54+GB55+GB56+GB57 | 1 |  | 20.66 | 0.2 | 0.6 | 2.4792
GB58 | 2 |  | 4.687 | 0.2 | 0.6 | 1.1249
GB59 | 1 |  | 5.137 | 0.2 | 0.6 | 0.61644
RB1a | 1 |  | 0.75 | 0.2 | 0.6 | 0.09
GB60 | 1 |  | 2.775 | 0.2 | 0.6 | 0.333
GB59a | 1 |  | 2.85 | 0.2 | 0.6 | 0.342
GB59 | 1 |  | 0.7 | 0.2 | 0.6 | 0.084
GB58 | 1 |  | 1 | 0.2 | 0.6 | 0.12
GB60 | 1 |  | 3.098 | 0.2 | 0.6 | 0.37176
GB61 | 1 |  | 1 | 0.2 | 0.6 | 0.12
GB62 | 1 |  | 3.454 | 0.2 | 0.6 | 0.41448
GB63 | 1 |  | 1.8 | 0.2 | 0.6 | 0.216
GB3 | 1 |  | 2.57 | 0.2 | 0.6 | 0.3084
GB63 | 1 |  | 4.2191 | 0.2 | 0.6 | 0.50629
GB64 | 1 |  | 2.75 | 0.2 | 0.6 | 0.33
GB65 | 1 |  | 2.786 | 0.2 | 0.6 | 0.33432
GB66 | 1 |  | 2.537 | 0.2 | 0.6 | 0.30444
GB67 | 1 |  | 2.537 | 0.2 | 0.6 | 0.30444
GB68 | 1 |  | 2.441 | 0.2 | 0.6 | 0.29292
GB69 | 1 |  | 4.01 | 0.2 | 0.6 | 0.4812
GB66 | 1 |  | 1.8 | 0.2 | 0.6 | 0.216
GB67 | 1 |  | 0.27 | 0.2 | 0.6 | 0.0324
GB64 | 1 |  | 2.75 | 0.2 | 0.6 | 0.33
GB65 | 1 |  | 2.775 | 0.2 | 0.6 | 0.333
GB68 | 1 |  | 2.75 | 0.2 | 0.6 | 0.33
GB69 | 1 |  | 2.85 | 0.2 | 0.6 | 0.342
GB70 | 1 |  | 2.85 | 0.2 | 0.6 | 0.342
GB71 | 1 |  | 2.775 | 0.2 | 0.6 | 0.333
GB72 | 1 |  | 2.75 | 0.2 | 0.6 | 0.33
GB73 | 1 |  | 2.775 | 0.2 | 0.6 | 0.333
GB74 | 1 |  | 2.75 | 0.2 | 0.6 | 0.33
GB75 | 1 |  | 2.85 | 0.2 | 0.6 | 0.342
GB76 | 1 |  | 2.85 | 0.2 | 0.6 | 0.342
GB77 | 1 |  | 2.775 | 0.2 | 0.6 | 0.333
GB78 | 1 |  | 2.75 | 0.2 | 0.6 | 0.33
GB79 | 1 |  | 2.726 | 0.2 | 0.6 | 0.32712
GB80 | 1 |  | 2.775 | 0.2 | 0.6 | 0.333
GB81 | 1 |  | 2.85 | 0.2 | 0.6 | 0.342
GB82 | 1 |  | 2.85 | 0.2 | 0.6 | 0.342
GB83 | 1 |  | 2.775 | 0.2 | 0.6 | 0.333
GB84 | 1 |  | 2.77 | 0.2 | 0.6 | 0.3324
GB85 | 1 |  | 2.775 | 0.2 | 0.6 | 0.333
GB86 | 1 |  | 2.05 | 0.2 | 0.6 | 0.246
GB87a | 2 |  | 1.4 | 0.2 | 0.6 | 0.336
GB87 | 1 |  | 3.2 | 0.2 | 0.6 | 0.384
RB101 | 2 |  | 1.5 | 0.2 | 0.6 | 0.36
GB88a | 2 |  | 1.4 | 0.2 | 0.6 | 0.336
GB88 | 1 |  | 3.2 | 0.2 | 0.6 | 0.384
GB89a | 3 |  | 1.4 | 0.2 | 0.6 | 0.504
GB89 | 1 |  | 3.2 | 0.2 | 0.6 | 0.384
GB90 | 1 |  | 4.65 | 0.2 | 0.6 | 0.558
GB93a | 1 |  | 1.73 | 0.2 | 0.6 | 0.2076
GB93 | 1 |  | 2.846 | 0.2 | 0.6 | 0.34152
GB94a | 1 |  | 1.531 | 0.2 | 0.6 | 0.18372
GB94 | 1 |  | 4.346 | 0.2 | 0.6 | 0.52152
GB95a | 1 |  | 1.531 | 0.2 | 0.6 | 0.18372
GB95 | 1 |  | 2.646 | 0.2 | 0.6 | 0.31752
GB96a | 1 |  | 1.531 | 0.2 | 0.6 | 0.18372
GB96 | 1 |  | 4.346 | 0.2 | 0.6 | 0.52152
GB97a | 1 |  | 1.93 | 0.2 | 0.6 | 0.2316
GB97 | 1 |  | 4.346 | 0.2 | 0.6 | 0.52152
GB98 | 2 |  | 6.05 | 0.2 | 0.6 | 1.452
RB101 | 2 |  | 1.5 | 0.2 | 0.6 | 0.36
Sunken beams | 7 |  | 3.307 | 0.2 | 0.6 | 2.7779
57.2029
FF
GB1 | 7 |  | 3.101 | 0.2 | 0.6 | 2.6048
GB2 | 7 |  | 1.125 | 0.2 | 0.6 | 0.945
RB1 | 7 |  | 1.43 | 0.2 | 0.6 | 1.2012
RB1a | 7 |  | 0.42 | 0.2 | 0.6 | 0.3528
GB3 | 1 |  | 4.765 | 0.2 | 0.6 | 0.5718
GB4 | 1 |  | 4.765 | 0.2 | 0.6 | 0.5718
GB5 | 1 |  | 4.815 | 0.2 | 0.6 | 0.5778
GB6 | 1 |  | 4.815 | 0.2 | 0.6 | 0.5778
GB7 | 1 |  | 4.815 | 0.2 | 0.6 | 0.5778
GB8 | 1 |  | 4.815 | 0.2 | 0.6 | 0.5778
GB9 | 1 |  | 4.765 | 0.2 | 0.6 | 0.5718
GB10 | 1 |  | 5.195 | 0.2 | 0.6 | 0.6234
GB11 | 1 |  | 4.365 | 0.2 | 0.6 | 0.5238
GB12 | 1 |  | 4.44 | 0.2 | 0.6 | 0.5328
GB13 | 1 |  | 4.44 | 0.2 | 0.6 | 0.5328
GB14 | 1 |  | 4.44 | 0.2 | 0.6 | 0.5328
GB15 | 1 |  | 3.915 | 0.2 | 0.6 | 0.4698
GB16 | 1 |  | 4.465 | 0.2 | 0.6 | 0.5358
GB17 | 1 |  | 4.348 | 0.2 | 0.6 | 0.52176
GB18 | 1 |  | 1.544 | 0.2 | 0.6 | 0.18528
GB19 | 1 |  | 7.486 | 0.2 | 0.6 | 0.89832
GB20 | 1 |  | 1.544 | 0.2 | 0.6 | 0.18528
GB21 | 1 |  | 7.486 | 0.2 | 0.6 | 0.89832
GB22 | 1 |  | 1.544 | 0.2 | 0.6 | 0.18528
GB23 | 1 |  | 7.336 | 0.2 | 0.6 | 0.88032
GB24 | 1 |  | 2.272 | 0.2 | 0.6 | 0.27264
GB25 | 1 |  | 3.049 | 0.2 | 0.6 | 0.36588
GB26 | 1 |  | 1.8 | 0.2 | 0.6 | 0.216
GB27 | 1 |  | 7.93 | 0.2 | 0.6 | 0.9516
GB28 | 1 |  | 2.387 | 0.2 | 0.6 | 0.28644
GB29 | 1 |  | 5.8 | 0.2 | 0.6 | 0.696
GB30 | 1 |  | 2.93 | 0.2 | 0.6 | 0.3516
GB31 | 1 |  | 5.8 | 0.2 | 0.6 | 0.696
GB32 | 1 |  | 0.643 | 0.2 | 0.6 | 0.07716
GB33 | 1 |  | 3.25 | 0.2 | 0.6 | 0.39
GB34 | 1 |  | 8.286 | 0.2 | 0.6 | 0.99432
GB35 | 1 |  | 8.286 | 0.2 | 0.6 | 0.99432
GB37 | 1 |  | 1.544 | 0.2 | 0.6 | 0.18528
GB38 | 1 |  | 3.218 | 0.2 | 0.6 | 0.38616
GB39 | 1 |  | 3.068 | 0.2 | 0.6 | 0.36816
GB40 | 1 |  | 1.544 | 0.2 | 0.6 | 0.18528
GB41 | 1 |  | 3.218 | 0.2 | 0.6 | 0.38616
GB42 | 1 |  | 3.368 | 0.2 | 0.6 | 0.40416
GB43 | 1 |  | 2.122 | 0.2 | 0.6 | 0.25464
GB46 | 1 |  | 5.115 | 0.2 | 0.6 | 0.6138
GB47 | 1 |  | 4.815 | 0.2 | 0.6 | 0.5778
GB48 | 1 |  | 5.115 | 0.2 | 0.6 | 0.6138
GB49 | 1 |  | 4.915 | 0.2 | 0.6 | 0.5898
GB50 | 1 |  | 4.765 | 0.2 | 0.6 | 0.5718
GB51 | 1 |  | 4.815 | 0.2 | 0.6 | 0.5778
GB52 | 1 |  | 4.815 | 0.2 | 0.6 | 0.5778
GB53 | 1 |  | 4.765 | 0.2 | 0.6 | 0.5718
GB54+GB55+GB56+GB57 | 1 |  | 20.66 | 0.2 | 0.6 | 2.4792
GB58 | 1 |  | 1 | 0.2 | 0.6 | 0.12
GB59 | 1 |  | 0.7 | 0.2 | 0.6 | 0.084
GB59 | 1 |  | 2.85 | 0.2 | 0.6 | 0.342
GB60 | 1 |  | 2.775 | 0.2 | 0.6 | 0.333
GB101 | 1 |  | 8.023 | 0.2 | 0.6 | 0.96276
GB63 | 1 |  | 4.67 | 0.2 | 0.6 | 0.5604
GB63 | 1 |  | 1.8 | 0.2 | 0.6 | 0.216
GB3 | 1 |  | 2.57 | 0.2 | 0.6 | 0.3084
GB64 | 1 |  | 2.75 | 0.2 | 0.6 | 0.33
GB65 | 1 |  | 2.775 | 0.2 | 0.6 | 0.333
GB66 | 1 |  | 1.8 | 0.2 | 0.6 | 0.216
GB67 | 1 |  | 0.27 | 0.2 | 0.6 | 0.0324
GB68 | 1 |  | 2.75 | 0.2 | 0.6 | 0.33
GB69 | 1 |  | 2.85 | 0.2 | 0.6 | 0.342
GB70 | 1 |  | 2.85 | 0.2 | 0.6 | 0.342
GB71 | 1 |  | 2.775 | 0.2 | 0.6 | 0.333
GB72 | 1 |  | 2.85 | 0.2 | 0.6 | 0.342
GB73 | 1 |  | 2.775 | 0.2 | 0.6 | 0.333
GB74 | 1 |  | 2.85 | 0.2 | 0.6 | 0.342
GB75 | 1 |  | 2.85 | 0.2 | 0.6 | 0.342
GB76 | 1 |  | 2.85 | 0.2 | 0.6 | 0.342
GB77 | 1 |  | 2.775 | 0.2 | 0.6 | 0.333
GB78 | 1 |  | 2.85 | 0.2 | 0.6 | 0.342
GB79 | 1 |  | 2.85 | 0.2 | 0.6 | 0.342
GB80 | 1 |  | 2.775 | 0.2 | 0.6 | 0.333
GB81 | 1 |  | 2.85 | 0.2 | 0.6 | 0.342
GB82 | 1 |  | 2.85 | 0.2 | 0.6 | 0.342
GB83 | 1 |  | 2.775 | 0.2 | 0.6 | 0.333
GB84 | 1 |  | 2.85 | 0.2 | 0.6 | 0.342
GB85 | 1 |  | 2.775 | 0.2 | 0.6 | 0.333
GB86 | 1 |  | 2.05 | 0.2 | 0.6 | 0.246
GB87a | 1 |  | 1.4 | 0.2 | 0.6 | 0.168
GB87 | 1 |  | 3.2 | 0.2 | 0.6 | 0.384
Rb101 | 4 |  | 1.5 | 0.2 | 0.6 | 0.72
GB88 | 1 |  | 4.6 | 0.2 | 0.6 | 0.552
GB89 | 1 |  | 4.6 | 0.2 | 0.6 | 0.552
GB90 | 1 |  | 4.65 | 0.2 | 0.6 | 0.558
GB91
GB92
GB93a | 1 |  | 1.529 | 0.2 | 0.6 | 0.18348
GB93 | 1 |  | 2.646 | 0.2 | 0.6 | 0.31752
GB94a | 1 |  | 1.53 | 0.2 | 0.6 | 0.1836
GB94 | 1 |  | 4.36 | 0.2 | 0.6 | 0.5232
GB95a | 1 |  | 1.53 | 0.2 | 0.6 | 0.1836
GB95 | 1 |  | 2.646 | 0.2 | 0.6 | 0.31752
GB96a | 1 |  | 1.521 | 0.2 | 0.6 | 0.18252
GB96 | 1 |  | 4.346 | 0.2 | 0.6 | 0.52152
GB97a | 1 |  | 1.53 | 0.2 | 0.6 | 0.1836
GB97 | 1 |  | 4.346 | 0.2 | 0.6 | 0.52152
GB98 | 1 |  | 6.35 | 0.2 | 0.6 | 0.762
GB98 | 1 |  | 6.05 | 0.2 | 0.6 | 0.726
GB99 | 1 |  | 3.05 | 0.2 | 0.6 | 0.366
GB100a | 1 |  | 2.648 | 0.2 | 0.6 | 0.31776
GB100 | 1 |  | 1.5 | 0.2 | 0.6 | 0.18
GB63 | 1 |  | 4.01 | 0.2 | 0.6 | 0.4812
GB63 | 1 |  | 4.291 | 0.2 | 0.6 | 0.51492
CB101 | 1 |  | 3.873 | 0.2 | 0.6 | 0.46476
52.3103
TF
GB1 | 7 |  | 3.101 | 0.2 | 0.6 | 2.6048
GB2 | 7 |  | 1.125 | 0.2 | 0.6 | 0.945
RB1 | 7 |  | 1.43 | 0.2 | 0.6 | 1.2012
RB1a | 7 |  | 0.42 | 0.2 | 0.6 | 0.3528
GB3 | 1 |  | 4.765 | 0.2 | 0.6 | 0.5718
GB4 | 1 |  | 4.765 | 0.2 | 0.6 | 0.5718
GB5 | 1 |  | 4.815 | 0.2 | 0.6 | 0.5778
GB6 | 1 |  | 4.815 | 0.2 | 0.6 | 0.5778
GB7 | 1 |  | 4.815 | 0.2 | 0.6 | 0.5778
GB8 | 1 |  | 4.815 | 0.2 | 0.6 | 0.5778
GB9 | 1 |  | 4.765 | 0.2 | 0.6 | 0.5718
GB10 | 1 |  | 5.195 | 0.2 | 0.6 | 0.6234
GB11 | 1 |  | 4.365 | 0.2 | 0.6 | 0.5238
GB12 | 1 |  | 4.44 | 0.2 | 0.6 | 0.5328
GB13 | 1 |  | 4.44 | 0.2 | 0.6 | 0.5328
GB14 | 1 |  | 4.44 | 0.2 | 0.6 | 0.5328
GB15 | 1 |  | 3.915 | 0.2 | 0.6 | 0.4698
GB16 | 1 |  | 4.465 | 0.2 | 0.6 | 0.5358
GB17 | 1 |  | 4.348 | 0.2 | 0.6 | 0.52176
GB18 | 1 |  | 1.544 | 0.2 | 0.6 | 0.18528
GB19 | 1 |  | 7.486 | 0.2 | 0.6 | 0.89832
GB20 | 1 |  | 1.544 | 0.2 | 0.6 | 0.18528
GB21 | 1 |  | 7.486 | 0.2 | 0.6 | 0.89832
GB22 | 1 |  | 1.544 | 0.2 | 0.6 | 0.18528
GB23 | 1 |  | 7.336 | 0.2 | 0.6 | 0.88032
GB24 | 1 |  | 2.272 | 0.2 | 0.6 | 0.27264
GB25 | 1 |  | 3.049 | 0.2 | 0.6 | 0.36588
GB26 | 1 |  | 1.8 | 0.2 | 0.6 | 0.216
GB27 | 1 |  | 7.93 | 0.2 | 0.6 | 0.9516
GB28 | 1 |  | 2.387 | 0.2 | 0.6 | 0.28644
GB29 | 1 |  | 5.8 | 0.2 | 0.6 | 0.696
GB30 | 1 |  | 2.93 | 0.2 | 0.6 | 0.3516
GB31 | 1 |  | 5.8 | 0.2 | 0.6 | 0.696
GB32 | 1 |  | 3.115 | 0.2 | 0.6 | 0.3738
GB 44 | 1 |  | 3.05 | 0.2 | 0.6 | 0.366
GB 45 | 1 |  | 3.05 | 0.2 | 0.6 | 0.366
GB58 | 1 |  | 1 | 0.2 | 0.6 | 0.12
GB59 | 1 |  | 0.7 | 0.2 | 0.6 | 0.084
GB59 | 1 |  | 2.85 | 0.2 | 0.6 | 0.342
GB63 | 1 |  | 1.8 | 0.2 | 0.6 | 0.216
GB3 | 1 |  | 2.57 | 0.2 | 0.6 | 0.3084
GB64 | 1 |  | 2.75 | 0.2 | 0.6 | 0.33
GB65 | 1 |  | 2.775 | 0.2 | 0.6 | 0.333
GB66 | 1 |  | 1.8 | 0.2 | 0.6 | 0.216
GB67 | 1 |  | 0.27 | 0.2 | 0.6 | 0.0324
GB68 | 1 |  | 2.75 | 0.2 | 0.6 | 0.33
GB69 | 1 |  | 2.85 | 0.2 | 0.6 | 0.342
GB70 | 1 |  | 2.85 | 0.2 | 0.6 | 0.342
GB71 | 1 |  | 2.775 | 0.2 | 0.6 | 0.333
GB72 | 1 |  | 2.85 | 0.2 | 0.6 | 0.342
GB73 | 1 |  | 2.775 | 0.2 | 0.6 | 0.333
GB74 | 1 |  | 2.85 | 0.2 | 0.6 | 0.342
GB75 | 1 |  | 2.85 | 0.2 | 0.6 | 0.342
GB76 | 1 |  | 2.85 | 0.2 | 0.6 | 0.342
GB77 | 1 |  | 2.775 | 0.2 | 0.6 | 0.333
GB78 | 1 |  | 2.85 | 0.2 | 0.6 | 0.342
GB79 | 1 |  | 2.85 | 0.2 | 0.6 | 0.342
GB80 | 1 |  | 2.775 | 0.2 | 0.6 | 0.333
GB81 | 1 |  | 2.85 | 0.2 | 0.6 | 0.342
GB82 | 1 |  | 2.85 | 0.2 | 0.6 | 0.342
GB83 | 1 |  | 2.775 | 0.2 | 0.6 | 0.333
GB84 | 1 |  | 2.85 | 0.2 | 0.6 | 0.342
GB85 | 1 |  | 2.775 | 0.2 | 0.6 | 0.333
GB86 | 1 |  | 2.05 | 0.2 | 0.6 | 0.246
GB98 | 1 |  | 6.35 | 0.2 | 0.6 | 0.762
GB98 | 1 |  | 6.05 | 0.2 | 0.6 | 0.726
GB63 | 1 |  | 4.01 | 0.2 | 0.6 | 0.4812
GB63 | 1 |  | 4.291 | 0.2 | 0.6 | 0.51492
CB101 | 1 |  | 3.873 | 0.2 | 0.6 | 0.46476
32.8448
Fourth Floor
GB1 | 1 |  | 7.93 | 0.2 | 0.6 | 0.9516
GB2 | 1 |  | 4.1 | 0.2 | 0.6 | 0.492
GB3 | 1 |  | 4.291 | 0.2 | 0.6 | 0.51492
GB4 | 1 |  | 2.37 | 0.2 | 0.6 | 0.2844
GB5 | 1 |  | 1.12 | 0.2 | 0.6 | 0.1344
GB6 | 1 |  | 2.05 | 0.2 | 0.6 | 0.246
GB7 | 1 |  | 7.93 | 0.2 | 0.6 | 0.9516
3.5749
252.7956
DI
GF
DB40a | 1 |  | 0.941 | 0.2 | 0.6 | 0.11292
DB40 | 1 |  | 3.354 | 0.2 | 0.6 | 0.40248
DB41 | 1 |  | 5.818 | 0.2 | 0.6 | 0.69816
DB42 | 1 |  | 2.243 | 0.2 | 0.6 | 0.26916
DB43 | 1 |  | 3.657 | 0.2 | 0.6 | 0.43884
DB44 | 1 |  | 2.043 | 0.2 | 0.6 | 0.24516
DB45 | 1 |  | 3.557 | 0.2 | 0.6 | 0.42684
DB46 | 1 |  | 4.299 | 0.2 | 0.6 | 0.51588
DB47 | 1 |  | 4.21 | 0.2 | 0.6 | 0.5052
DB48 | 1 |  | 6.3 | 0.2 | 0.6 | 0.756
DB49 | 1 |  | 2.745 | 0.2 | 0.6 | 0.3294
DB50 | 1 |  | 2.745 | 0.2 | 0.6 | 0.3294
DB51 | 1 |  | 2.745 | 0.2 | 0.6 | 0.3294
DB52 | 1 |  | 4.6 | 0.2 | 0.6 | 0.552
| 1 |  | 4.8 | 0.2 | 0.6 | 0.576
DB53 | 1 |  | 10.945 | 0.2 | 0.6 | 1.3134
DB54 | 1 |  | 1.974 | 0.2 | 0.6 | 0.23688
DB55 | 1 |  | 0.941 | 0.2 | 0.6 | 0.11292
DB56 | 1 |  | 3.947 | 0.2 | 0.6 | 0.47364
DB57 | 1 |  | 3.947 | 0.2 | 0.6 | 0.47364
DB58 | 1 |  | 3.947 | 0.2 | 0.6 | 0.47364
DB59 | 1 |  | 3.947 | 0.2 | 0.6 | 0.47364
DB60 | 1 |  | 3.336 | 0.2 | 0.6 | 0.40032
DB61 | 1 |  | 6.859 | 0.2 | 0.6 | 0.82308
DB62 | 1 |  | 5.159 | 0.2 | 0.6 | 0.61908
DB63 | 1 |  | 5.097 | 0.2 | 0.6 | 0.61164
DB64 | 1 |  | 3.336 | 0.2 | 0.6 | 0.40032
DB65 | 1 |  | 6.859 | 0.2 | 0.6 | 0.82308
DB66 | 1 |  | 3.947 | 0.2 | 0.6 | 0.47364
DB67 | 1 |  | 3.947 | 0.2 | 0.6 | 0.47364
DB68 | 1 |  | 3.947 | 0.2 | 0.6 | 0.47364
DB69 | 1 |  | 3.947 | 0.2 | 0.6 | 0.47364
DB70 | 1 |  | 3.947 | 0.2 | 0.6 | 0.47364
DB71 | 1 |  | 25.347 | 0.2 | 0.6 | 3.0416
DB72 | 1 |  | 7.134 | 0.2 | 0.6 | 0.85608
DB73 | 1 |  | 7.236 | 0.2 | 0.6 | 0.86832
DB37 | 4 |  | 1.5 | 0.2 | 0.6 | 0.72
DB74 | 1 |  | 3.02 | 0.2 | 0.6 | 0.3624
DB75 | 1 |  | 5.19 | 0.2 | 0.6 | 0.6228
DB76 | 1 |  | 2.187 | 0.2 | 0.6 | 0.26244
DB77 | 1 |  | 1.1 | 0.2 | 0.6 | 0.132
DB78 | 1 |  | 1.5 | 0.2 | 0.6 | 0.18
DB79 | 1 |  | 4.41 | 0.2 | 0.6 | 0.5292
DB80 | 1 |  | 3.2 | 0.2 | 0.6 | 0.384
DB81 | 1 |  | 2.07 | 0.2 | 0.6 | 0.2484
DB82 | 1 |  | 4.795 | 0.2 | 0.6 | 0.5754
DB83 | 1 |  | 3.287 | 0.2 | 0.6 | 0.39444
DB84 | 1 |  | 4.124 | 0.2 | 0.6 | 0.49488
DB85 | 1 |  | 3.836 | 0.2 | 0.6 | 0.46032
DB86a | 1 |  | 0.216 | 0.2 | 0.6 | 0.02592
DB86 | 1 |  | 12.092 | 0.2 | 0.6 | 1.451
DB87 | 1 |  | 3.146 | 0.2 | 0.6 | 0.37752
DB88 | 1 |  | 5.253 | 0.2 | 0.6 | 0.63036
DB89 | 1 |  | 9.656 | 0.2 | 0.6 | 1.1587
DB3 | 3 |  | 12.192 | 0.2 | 0.6 | 4.3891
DB3 | 1 |  | 4.18 | 0.2 | 0.6 | 0.5016
| 1 |  | 3.164 | 0.2 | 0.6 | 0.37968
| 1 |  | 3.614 | 0.2 | 0.6 | 0.43368
C1 | 1 |  | 6.643 | 0.2 | 0.6 | 0.79716
| 1 |  | 5.436 | 0.2 | 0.6 | 0.65232
| 1 |  | 8.197 | 0.2 | 0.6 | 0.98364
38.0034
FF
DB15 | 1 |  | 12.573 | 0.2 | 0.6 | 1.5088
DB18 | 1 |  | 12.573 | 0.2 | 0.6 | 1.5088
DB19 | 1 |  | 12.503 | 0.2 | 0.6 | 1.5004
DB20 | 1 |  | 12.022 | 0.2 | 0.6 | 1.4426
DB3 | 1 |  | 12.573 | 0.2 | 0.6 | 1.5088
DB27a | 1 |  | 0.666 | 0.2 | 0.6 | 0.07992
DB28 | 1 |  | 3.635 | 0.2 | 0.6 | 0.4362
DB29 | 1 |  | 3.89 | 0.2 | 0.6 | 0.4668
DB30 | 1 |  | 3.885 | 0.2 | 0.6 | 0.4662
DB34 | 1 |  | 6.597 | 0.2 | 0.6 | 0.79164
DB34a | 1 |  | 1.466 | 0.2 | 0.6 | 0.17592
DB34 | 1 |  | 3.633 | 0.2 | 0.6 | 0.43596
DB35 | 1 |  | 3.886 | 0.2 | 0.6 | 0.46632
DB36 | 1 |  | 3.885 | 0.2 | 0.6 | 0.4662
DB37 | 1 |  | 3.885 | 0.2 | 0.6 | 0.4662
DB38 | 1 |  | 3.885 | 0.2 | 0.6 | 0.4662
DB40a | 1 |  | 0.941 | 0.2 | 0.6 | 0.11292
DB40 | 1 |  | 3.354 | 0.2 | 0.6 | 0.40248
DB41 | 1 |  | 5.818 | 0.2 | 0.6 | 0.69816
DB42 | 1 |  | 2.243 | 0.2 | 0.6 | 0.26916
DB43 | 1 |  | 3.657 | 0.2 | 0.6 | 0.43884
DB44 | 1 |  | 2.043 | 0.2 | 0.6 | 0.24516
DB45 | 1 |  | 3.557 | 0.2 | 0.6 | 0.42684
DB46
DB47 | 1 |  | 4.213 | 0.2 | 0.6 | 0.50556
DB48 | 1 |  | 6.263 | 0.2 | 0.6 | 0.75156
DB49 | 1 |  | 2.745 | 0.2 | 0.6 | 0.3294
DB50 | 1 |  | 2.745 | 0.2 | 0.6 | 0.3294
DB51+DB52 | 1 |  | 10.945 | 0.2 | 0.6 | 1.3134
DB53 | 1 |  | 10.945 | 0.2 | 0.6 | 1.3134
XDB53 | 1 |  | 10.945 | 0.2 | 0.6 | 1.3134
DB54 | 1 |  | 1.956 | 0.2 | 0.6 | 0.23472
DB55 | 1 |  | 0.941 | 0.2 | 0.6 | 0.11292
DB56 | 1 |  | 3.947 | 0.2 | 0.6 | 0.47364
DB57 | 1 |  | 3.947 | 0.2 | 0.6 | 0.47364
DB58 | 1 |  | 3.947 | 0.2 | 0.6 | 0.47364
DB59 | 1 |  | 3.947 | 0.2 | 0.6 | 0.47364
DB66 | 1 |  | 3.947 | 0.2 | 0.6 | 0.47364
DB67 | 1 |  | 3.947 | 0.2 | 0.6 | 0.47364
DB68 | 1 |  | 3.947 | 0.2 | 0.6 | 0.47364
DB69 | 1 |  | 3.947 | 0.2 | 0.6 | 0.47364
DB70 | 1 |  | 3.947 | 0.2 | 0.6 | 0.47364
DB71 | 1 |  | 25.347 | 0.2 | 0.6 | 3.0416
DB74 | 1 |  | 3.02 | 0.2 | 0.6 | 0.3624
DB75 | 1 |  | 5.19 | 0.2 | 0.6 | 0.6228
DB76 | 1 |  | 1.987 | 0.2 | 0.6 | 0.23844
DB77 | 1 |  | 1 | 0.2 | 0.6 | 0.12
DB78 | 1 |  | 1.5 | 0.2 | 0.6 | 0.18
DB81 | 1 |  | 2.07 | 0.2 | 0.6 | 0.2484
DB82 | 1 |  | 4.795 | 0.2 | 0.6 | 0.5754
DB83 | 1 |  | 3.287 | 0.2 | 0.6 | 0.39444
DB86a | 1 |  | 0.216 | 0.2 | 0.6 | 0.02592
DB86 | 1 |  | 12.092 | 0.2 | 0.6 | 1.451
DB87 | 1 |  | 3.146 | 0.2 | 0.6 | 0.37752
DB89 | 1 |  | 9.656 | 0.2 | 0.6 | 1.1587
DB3 | 4 |  | 12.192 | 0.2 | 0.6 | 5.8522
DB3 | 1 |  | 4.18 | 0.2 | 0.6 | 0.5016
| 1 |  | 3.164 | 0.2 | 0.6 | 0.37968
| 1 |  | 3.614 | 0.2 | 0.6 | 0.43368
41.2108
79.2142
Lintel Beam
Lintel
Guest Room
LB1 | 7 |  | 0.75 | 0.2 | 0.3 | 0.315
| 7 |  | 0.865 | 0.2 | 0.3 | 0.3633
| 7 |  | 1.075 | 0.2 | 0.3 | 0.4515
| 7 |  | 0.733 | 0.2 | 0.3 | 0.30786
| 7 |  | 0.713 | 0.2 | 0.3 | 0.29946
| 7 |  | 0.9 | 0.2 | 0.3 | 0.378
LB101 | 14 |  | 1 | 0.2 | 0.3 | 0.84
| 1 |  | 0.75 | 0.2 | 0.3 | 0.045
| 1 |  | 0.988 | 0.2 | 0.3 | 0.05928
| 1 |  | 0.9 | 0.2 | 0.3 | 0.054
| 1 |  | 0.9 | 0.2 | 0.3 | 0.054
Fire | 1 |  | 1.2 | 0.2 | 0.3 | 0.072
Staircase | 1 |  | 1.7 | 0.2 | 0.3 | 0.102
Store room | 1 |  | 1.05 | 0.2 | 0.3 | 0.063
Entrance | 1 |  | 2.7 | 0.2 | 0.3 | 0.162
|  |  |  | 0.2 | 0.3
Guest Room LB2 | 2 |  | 1.457 | 0.2 | 0.3 | 0.17484
| 3 |  | 2.715 | 0.2 | 0.3 | 0.4887
| 1 |  | 1.3 | 0.2 | 0.3 | 0.078
| 4 |  | 1.1 | 0.2 | 0.3 | 0.264
| 2 |  | 1.7 | 0.2 | 0.3 | 0.204
| 1 |  | 2.4 | 0.2 | 0.3 | 0.144
| 1 |  | 1.2 | 0.2 | 0.3 | 0.072
| 1 |  | 1.4 | 0.2 | 0.3 | 0.084
| 3 |  | 1 | 0.2 | 0.3 | 0.18
| 1 |  | 1.436 | 0.2 | 0.3 | 0.08616
| 1 |  | 1.7 | 0.2 | 0.3 | 0.102
First Floor
| 1 |  | 0.75 | 0.2 | 0.3 | 0.045
| 7 |  | 0.864 | 0.2 | 0.3 | 0.36288
| 7 |  | 1.075 | 0.2 | 0.3 | 0.4515
| 7 |  | 0.733 | 0.2 | 0.3 | 0.30786
| 7 |  | 0.714 | 0.2 | 0.3 | 0.29988
| 14 |  | 1 | 0.2 | 0.3 | 0.84
| 7 |  | 0.9 | 0.2 | 0.3 | 0.378
| 1 |  | 0.988 | 0.2 | 0.3 | 0.05928
| 2 |  | 1.05 | 0.2 | 0.3 | 0.126
LB3 | 1 |  | 1.9 | 0.2 | 0.3 | 0.114
LB1A | 1 |  | 1.451 | 0.2 | 0.3 | 0.08706
LB3 | 1 |  | 1.7 | 0.2 | 0.3 | 0.102
LB6 | 1 |  | 2.75 | 0.2 | 0.3 | 0.165
LB1 | 1 |  | 1.2 | 0.2 | 0.3 | 0.072
LB3 | 1 |  | 1.7 | 0.2 | 0.3 | 0.102
| 4 |  | 0.95 | 0.2 | 0.3 | 0.228
| 2 |  | 0.9 | 0.2 | 0.3 | 0.108
| 4 |  | 1.1 | 0.2 | 0.3 | 0.264
| 4 |  | 1.05 | 0.2 | 0.3 | 0.252
LB2 | 2 |  | 1.158 | 0.2 | 0.3 | 0.13896
| 6 |  | 1.208 | 0.2 | 0.3 | 0.43488
| 1 |  | 3.05 | 0.2 | 0.3 | 0.183
Second Floor
| 1 |  | 0.75 | 0.2 | 0.3 | 0.045
| 7 |  | 0.657 | 0.2 | 0.3 | 0.27594
| 7 |  | 1.282 | 0.2 | 0.3 | 0.53844
| 7 |  | 0.733 | 0.2 | 0.3 | 0.30786
| 7 |  | 0.714 | 0.2 | 0.3 | 0.29988
| 14 |  | 1 | 0.2 | 0.3 | 0.84
| 7 |  | 0.9 | 0.2 | 0.3 | 0.378
| 3 |  | 0.9 | 0.2 | 0.3 | 0.162
| 1 |  | 0.988 | 0.2 | 0.3 | 0.05928
| 2 |  | 1.05 | 0.2 | 0.3 | 0.126
LB3 | 1 |  | 1.9 | 0.2 | 0.3 | 0.114
LB1A | 1 |  | 1.451 | 0.2 | 0.3 | 0.08706
| 1 |  | 3.05 | 0.2 | 0.3 | 0.183
| 4 |  | 0.987 | 0.2 | 0.3 | 0.23688
Fire | 1 |  | 1.2 | 0.2 | 0.3 | 0.072
Staircase | 1 |  | 1.7 | 0.2 | 0.3 | 0.102
Third Floor
| 1 |  | 0.75 | 0.2 | 0.3 | 0.045
| 7 |  | 0.657 | 0.2 | 0.3 | 0.27594
| 7 |  | 1.282 | 0.2 | 0.3 | 0.53844
| 7 |  | 0.733 | 0.2 | 0.3 | 0.30786
| 7 |  | 0.714 | 0.2 | 0.3 | 0.29988
| 14 |  | 1 | 0.2 | 0.3 | 0.84
| 7 |  | 0.9 | 0.2 | 0.3 | 0.378
| 1 |  | 0.988 | 0.2 | 0.3 | 0.05928
Fire | 1 |  | 1.2 | 0.2 | 0.3 | 0.072
Staircase | 1 |  | 1.7 | 0.2 | 0.3 | 0.102
LB3 | 1 |  | 1.7 | 0.2 | 0.3 | 0.102
LB1A | 1 |  | 1.65 | 0.2 | 0.3 | 0.099
LB1 | 2 |  | 1.05 | 0.2 | 0.3 | 0.126
| 1 |  | 3.05 | 0.2 | 0.3 | 0.183
17.8211
Chajja Detail
GF,FF,SF,TF
Chajja 304A | 1 |  | 0.75 | 0.45 | 0.075 | 0.025313
Guest room 1 &Guets 7 | 2 |  | 0.941 |  | 0.075 | 0.14115
Guest 1 & 2 to Guest 6&7 | 6 |  | 1.67 |  | 0.075 | 0.7515
0.91796
3.6719
21.493
School block
Lintel
LB201
Admin room | 1 |  | 4.317 | 0.2 | 0.15 | 0.12951
Fire shaft 01 | 1 |  | 1.3 | 0.2 | 0.15 | 0.039
Creche | 1 |  | 2.8 | 0.2 | 0.15 | 0.084
| 1 |  | 0.607 | 0.2 | 0.15 | 0.01821
Lkg | 1 |  | 0.6 | 0.2 | 0.15 | 0.018
| 1 |  | 2.42 | 0.2 | 0.15 | 0.0726
Mkg | 1 |  | 0.604 | 0.2 | 0.15 | 0.01812
| 1 |  | 0.849 | 0.2 | 0.15 | 0.02547
Fire shaft 02 | 1 |  | 1.4 | 0.2 | 0.15 | 0.042
DB Shaft | 1 |  | 1.8 | 0.2 | 0.15 | 0.054
Std 2 attached Toilet | 1 |  | 0.9 | 0.2 | 0.15 | 0.027
Std 1 attached Toilet | 1 |  | 0.9 | 0.2 | 0.15 | 0.027
Ukg attached Toilet | 1 |  | 0.9 | 0.2 | 0.15 | 0.027
Visitors room | 1 |  | 1.05 | 0.2 | 0.15 | 0.0315
Lift | 1 |  | 1.1 | 0.2 | 0.15 | 0.033
Toilet A | 1 |  | 1.2 | 0.2 | 0.15 | 0.036
Medical room | 1 |  | 1.05 | 0.2 | 0.15 | 0.0315
Plumbing Shaft | 1 |  | 0.9 | 0.2 | 0.15 | 0.027
LB 201A
ELE&ELV Shaft | 1 |  | 2 | 0.1 | 0.15 | 0.03
Janitor room | 1 |  | 1.45 | 0.1 | 0.15 | 0.02175
| 1 |  | 0.808 | 0.1 | 0.15 | 0.01212
| 1 |  | 0.7 | 0.1 | 0.15 | 0.0105
Drinking water | 1 |  | 0.787 | 0.1 | 0.15 | 0.011805
Toilet Men | 1 |  | 1.75 | 0.1 | 0.15 | 0.02625
WC | 1 |  | 4.15 | 0.1 | 0.15 | 0.06225
| 1 |  | 0.9 | 0.1 | 0.15 | 0.0135
| 3 |  | 2.9 | 0.1 | 0.15 | 0.1305
| 1 |  | 1.496 | 0.1 | 0.15 | 0.02244
| 1 |  | 5.05 | 0.1 | 0.15 | 0.07575
| 1 |  | 1 | 0.1 | 0.15 | 0.015
| 1 |  | 1.5 | 0.1 | 0.15 | 0.0225
LB 203
Staircase | 1 |  | 1.85 | 0.2 | 0.15 | 0.0555
Creche | 1 |  | 1.84 | 0.2 | 0.15 | 0.0552
LKG | 1 |  | 1.84 | 0.2 | 0.15 | 0.0552
MKG | 1 |  | 1.7 | 0.2 | 0.15 | 0.051
LB3-Multipupose lab | 1 |  | 1.8 | 0.2 | 0.15 | 0.054
Chemistry lab | 1 |  | 1.83 | 0.2 | 0.15 | 0.0549
Toilet Women | 1 |  | 2.052 | 0.2 | 0.15 | 0.06156
Toilet men | 1 |  | 2.3 | 0.2 | 0.15 | 0.069
Std 5 | 1 |  | 1.799 | 0.2 | 0.15 | 0.05397
Std 4 | 1 |  | 1.7879 | 0.2 | 0.15 | 0.053637
Std 3 | 1 |  | 1.8 | 0.2 | 0.15 | 0.054
Std 2 | 1 |  | 1.8 | 0.2 | 0.15 | 0.054
Std 01 | 1 |  | 1.8 | 0.2 | 0.15 | 0.054
Ukg | 1 |  | 1.8 | 0.2 | 0.15 | 0.054
Library | 1 |  | 1.506 | 0.2 | 0.15 | 0.04518
| 1 |  | 1.9 | 0.2 | 0.15 | 0.057
LB211
Creche | 1 |  | 4.8 | 0.2 | 0.3 | 0.288
Lkg | 1 |  | 4.8 | 0.2 | 0.3 | 0.288
MKG | 1 |  | 3.5 | 0.2 | 0.3 | 0.21
Lab | 1 |  | 4.8 | 0.2 | 0.3 | 0.288
Std 5 | 1 |  | 4.5 | 0.2 | 0.3 | 0.27
St 3 &4 | 1 |  | 8.8 | 0.2 | 0.3 | 0.528
Std 1 & Std 2 | 1 |  | 8.82 | 0.2 | 0.3 | 0.5292
Ukg | 1 |  | 4.7 | 0.2 | 0.3 | 0.282
0
LB205
Chemistry Lab | 2 |  | 2.025 | 0.2 | 0.2 | 0.162
Dining
Ups room-LB1 | 1 |  | 2.115 | 0.2 | 0.15 | 0.06345
Kitchen -LB1 | 1 |  | 1.1 | 0.2 | 0.15 | 0.033
LB3
LB201 | 1 |  | 2.05 | 0.2 | 0.15 | 0.0615
| 1 |  | 1.65 | 0.2 | 0.15 | 0.0495
LB201 | 1 |  | 4.572 | 0.2 | 0.15 | 0.13716
First Floor
LB201 Lift | 1 |  | 1.1 | 0.2 | 0.15 | 0.033
Std 6 | 1 |  | 0.6 | 0.2 | 0.15 | 0.018
Std 7 | 1 |  | 0.6 | 0.2 | 0.15 | 0.018
Fire Shaft 2 | 1 |  | 1.4 | 0.2 | 0.15 | 0.042
DB Shaft | 1 |  | 1.8 | 0.2 | 0.15 | 0.054
LB 201A
ELE&ELV Shaft | 1 |  | 2 | 0.1 | 0.15 | 0.03
Janitor room | 1 |  | 1.45 | 0.1 | 0.15 | 0.02175
| 1 |  | 0.808 | 0.1 | 0.15 | 0.01212
| 1 |  | 0.7 | 0.1 | 0.15 | 0.0105
Drinking water | 1 |  | 0.787 | 0.1 | 0.15 | 0.011805
Toilet Men & Women | 1 |  | 1.75 | 0.1 | 0.15 | 0.02625
WC | 1 |  | 4.15 | 0.1 | 0.15 | 0.06225
WC | 1 |  | 0.9 | 0.1 | 0.15 | 0.0135
WC | 3 |  | 2.9 | 0.1 | 0.15 | 0.1305
WC | 1 |  | 1.496 | 0.1 | 0.15 | 0.02244
WC | 1 |  | 5.05 | 0.1 | 0.15 | 0.07575
WC | 1 |  | 1 | 0.1 | 0.15 | 0.015
WC | 1 |  | 1.5 | 0.1 | 0.15 | 0.0225
LB203
Staff | 1 |  | 1.748 | 0.2 | 0.15 | 0.05244
Staircase | 1 |  | 3.15 | 0.2 | 0.15 | 0.0945
Std 6 | 2 |  | 1.65 | 0.2 | 0.15 | 0.099
Std 7 | 1 |  | 1.65 | 0.2 | 0.15 | 0.0495
Maths lab | 1 |  | 1.813 | 0.2 | 0.15 | 0.05439
Toilet Women | 1 |  | 2.052 | 0.2 | 0.15 | 0.06156
Toilet Men | 1 |  | 2.3 | 0.2 | 0.15 | 0.069
Bio Lab | 1 |  | 1.8 | 0.2 | 0.15 | 0.054 | LB3
0
Std 7 | 1 |  | 1.8 | 0.2 | 0.15 | 0.054
Std8 | 2 |  | 1.8 | 0.2 | 0.15 | 0.108
Std 9 | 2 |  | 1.8 | 0.2 | 0.15 | 0.108
Std10 | 1 |  | 1.8 | 0.2 | 0.15 | 0.054
LB 205 | 2 |  | 2.025 | 0.2 | 0.2 | 0.162
LB206 | 1 |  | 2.401 | 0.2 | 0.2 | 0.09604
LB211
Std 6 | 2 |  | 5.27 | 0.2 | 0.3 | 0.6324
Std 7 | 1 |  | 5.272 | 0.2 | 0.3 | 0.31632
Maths Lab | 1 |  | 5.27 | 0.2 | 0.3 | 0.3162
Library | 1 |  | 5.05 | 0.2 | 0.3 | 0.303
| 1 |  | 7.559 | 0.2 | 0.3 | 0.45354
Second Floor
LB201
Lift | 1 |  | 1.1 | 0.2 | 0.15 | 0.033
Fire Shaft 2 | 1 |  | 1.4 | 0.2 | 0.15 | 0.042
DB Shaft | 1 |  | 1.8 | 0.2 | 0.15 | 0.054
LB 201A
ELE&ELV Shaft | 1 |  | 2 | 0.1 | 0.15 | 0.03
Janitor room | 1 |  | 1.45 | 0.1 | 0.15 | 0.02175
| 1 |  | 0.808 | 0.1 | 0.15 | 0.01212
| 1 |  | 0.7 | 0.1 | 0.15 | 0.0105
Drinking water | 1 |  | 0.787 | 0.1 | 0.15 | 0.011805
Toilet Men & Women | 1 |  | 1.75 | 0.1 | 0.15 | 0.02625
WC | 1 |  | 4.15 | 0.1 | 0.15 | 0.06225
WC | 1 |  | 0.9 | 0.1 | 0.15 | 0.0135
WC | 3 |  | 2.9 | 0.1 | 0.15 | 0.1305
WC | 1 |  | 1.496 | 0.1 | 0.15 | 0.02244
WC | 1 |  | 5.05 | 0.1 | 0.15 | 0.07575
WC | 1 |  | 1 | 0.1 | 0.15 | 0.015
WC | 1 |  | 1.5 | 0.1 | 0.15 | 0.0225
LB203
Staff room | 1 |  | 1.75 | 0.2 | 0.15 | 0.0525
Staircase | 1 |  | 3.15 | 0.2 | 0.15 | 0.0945
Std 10 | 1 |  | 1.65 | 0.2 | 0.15 | 0.0495
Std 11 | 2 |  | 1.65 | 0.2 | 0.15 | 0.099
Computer Lab | 1 |  | 1.776 | 0.2 | 0.15 | 0.05328
Physics Lab | 1 |  | 1.8 | 0.2 | 0.15 | 0.054
Std 12 | 2 |  | 1.8 | 0.2 | 0.15 | 0.108
Std 11 & 12 | 2 |  | 1.8 | 0.2 | 0.15 | 0.108
LB 205 | 2 |  | 2.025 | 0.2 | 0.15 | 0.1215
LB206 | 1 |  | 2.401 | 0.2 | 0.15 | 0.07203
LB212 | 1 |  | 38.235 | 0.2 | 0.3 | 2.2941
Terrace Floor
LB203 | 1 |  | 1.7 | 0.2 | 0.15 | 0.051
Chajja
GF & FF
Toilet Women | 2 |  | 2.052 | 0.45 | 0.075 | 0.13851
Toilet Men | 2 |  | 2.6 | 0.45 | 0.075 | 0.1755
SF | 1 |  | 6.374 | 2.86 | 0.15 | 2.7344
15.8137
DI
UPS room
LB1 | 1 |  | 1.5 | 0.15 | 0.15 | 0.03375
| 1 |  | 0.9 | 0.15 | 0.15 | 0.02025
Shaft | 1 |  | 3.145 | 0.15 | 0.15 | 0.070762
LB2-Mens toilet | 1 |  | 1.55 | 0.15 | 0.15 | 0.034875
LB6- DI Lobby | 1 |  | 2.8 | 0.15 | 0.2 | 0.084
Womens toilet -LB1 | 1 |  | 3.631 | 0.15 | 0.15 | 0.081697
LB1 | 1 |  | 1.254 | 0.15 | 0.15 | 0.028215
Store LB1 | 1 |  | 1.25 | 0.15 | 0.15 | 0.028125
LB1A Toilet | 1 |  | 2.3 | 0.1 | 0.15 | 0.0345
| 1 |  | 1.6 | 0.1 | 0.15 | 0.024
| 2 |  | 1.5 | 0.1 | 0.15 | 0.045
LB3 | 1 |  | 1.644 | 0.2 | 0.15 | 0.04932
LB201 | 1 |  | 9.656 | 0.2 | 0.15 | 0.28968
| 4 |  | 3.947 | 0.2 | 0.15 | 0.47364
| 1 |  | 0.94 | 0.2 | 0.15 | 0.0282
FF
Training Room
LB9 | 1 |  | 4.944 | 0.2 | 0.15 | 0.14832
LB201 | 2 |  | 6.036 | 0.2 | 0.15 | 0.36216
LB3 | 2 |  | 1.8 | 0.2 | 0.15 | 0.108
Training Room +Resource Room
LB3 | 2 |  | 1.8 | 0.2 | 0.15 | 0.108
LB201 | 1 |  | 0.942 | 0.2 | 0.15 | 0.02826
| 9 |  | 3.947 | 0.2 | 0.15 | 1.0657
LB1 Shaft | 1 |  | 2.945 | 0.2 | 0.15 | 0.08835
| 1 |  | 1.25 | 0.2 | 0.15 | 0.0375
Toilet | 1 |  | 1.35 | 0.2 | 0.15 | 0.0405
| 1 |  | 1.25 | 0.2 | 0.15 | 0.0375
| 1 |  | 1.1 | 0.2 | 0.15 | 0.033
| 1 |  | 1.13 | 0.2 | 0.15 | 0.0339
| 1 |  | 3.6 | 0.2 | 0.15 | 0.108
Lobby-LB3 | 1 |  | 1.7 | 0.2 | 0.15 | 0.051
LB2 | 1 |  | 1.35 | 0.2 | 0.15 | 0.0405
Store Room LB1 | 1 |  | 1.5 | 0.2 | 0.15 | 0.045
LB1A | 2 |  | 1.7 | 0.1 | 0.15 | 0.051
| 1 |  | 2.243 | 0.1 | 0.15 | 0.033645
Chajja
W208A | 1 |  | 11.04 | 0.6 | 0.075 | 0.4968
| 1 |  | 18.5233 | 0.7 | 0.1 | 1.2966
FF training Room | 1 |  | 18.523 | 0.7 | 0.1 | 1.2966
| 2 |  | 4.494 | 1.7 | 0.15 | 2.2919
9.1283
Trough
School Block | 3 |  | 6 | 0.645 | 0.1 | 1.161
Toilet | 3 |  | 2.3 | 0.645 | 0.1 | 0.44505
| 3 |  | 3.092 | 0.645 | 0.1 | 0.5983
Dining | 2 |  | 7.72 | 0.645 | 0.1 | 0.99588
3.2002
Guest House | 4 |  | 0.75 | 0.645 | 0.1 | 0.1935
DI | 1 |  | 3.1 | 0.645 | 0.1 | 0.19995
| 1 |  | 2.9 | 0.645 | 0.1 | 0.18705
| 2 |  | 1.8 | 0.645 | 0.1 | 0.2322
| 2 |  | 1.6 | 0.645 | 0.1 | 0.2064
0.8256
OHT
School block
FC1 | 1 |  | 0.2 | 0.6 | 0.6 | 0.072
FC2 | 1 |  | 0.2 | 0.6 | 0.6 | 0.072
Beams
SB1 | 1 |  | 3.15 | 0.2 | 0.6 | 0.378
SB2 | 1 |  | 3.15 | 0.2 | 0.6 | 0.378
SB3 | 1 |  | 6.43 | 0.2 | 0.6 | 0.7716
SB4 | 1 |  | 6.43 | 0.2 | 0.6 | 0.7716
Bottom Slab | 1 |  | 3.25 | 5.2 | 0.2 | 3.38
Deduct Cutout | -1 |  | 3.25 | 0.6 | 0.2 | -0.39
Walls | 2 |  | 4.8 | 0.2 | 1.75 | 3.36
| 5 |  | 3.25 | 0.2 | 2.2 | 7.15
Top Slab | 1 |  | 4.11 | 5.6 | 0.15 | 3.4524
19.3956
GH OHT
FC3 | 2 |  | 0.6 | 0.2 | 0.6 | 0.144
FC2 | 1 |  | 0.6 | 0.2 | 0.6 | 0.072
0
0
GB1&2 | 2 |  | 4.8 | 0.2 | 0.6 | 1.152
GB 3&4 | 2 |  | 2.82 | 0.2 | 0.6 | 0.6768
0
0
OHT | [5 empty] | 0
Wall | 2 |  | 4.8 | 0.2 | 1.75 | 3.36
| 4 |  | 2.82 | 0.2 | 1.75 | 3.948
Bottom Slab | 1 |  | 5.2 | 3.32 | 0.2 | 3.4528
Top Slab | 1 |  | 4.181 | 6.16 | 0.2 | 5.151
17.9566
Staircase 01 -GF-FF
Waist slab | 1 |  | 21.566 | 1.5 | 0.2 | 6.4698
Steps | 10.5 |  | 1.5 | 0.3 | 0.15 | 0.70875
MB1 | 1 |  | 3.18 | 0.2 | 0.6 | 0.3816
CB | 1 |  | 3.18 | 0.6 | 0.2 | 0.3816
Staircase 01 -FF-SF
Waist slab | 1 |  | 21.422 | 1.5 | 0.2 | 6.4266
Steps | 12 |  | 1.5 | 0.3 | 0.15 | 0.81
MB1 | 1 |  | 3.18 | 0.2 | 0.6 | 0.3816
CB | 2 |  | 3.18 | 0.6 | 0.2 | 0.7632
Staircase 01 -SF-Terrace
Waist slab | 1 |  | 21.422 | 1.5 | 0.2 | 6.4266
Steps | 12 |  | 1.5 | 0.3 | 0.15 | 0.81
MB1 | 1 |  | 3.18 | 0.2 | 0.6 | 0.3816
CB | 2 |  | 3.18 | 0.6 | 0.2 | 0.7632
Staircase 02
Footing | 1 |  | 0.75 | 1.5 | 0.3 | 0.3375
RC Wall | 1 |  | 1.5 | 0.2 | 1 | 0.3
Waist slab | 1 |  | 19.858 | 0.2 | 1.5 | 5.9574
Steps | 12 |  | 1.5 | 0.3 | 0.15 | 0.81
Beam | 1 |  | 1.458 | 19.858 |  | 28.953
Staircase 03
Waist slab | 1 |  | 22.553 | 0.2 | 1.5 | 6.7659
Steps | 12 |  | 1.5 | 0.3 | 0.15 | 0.81
MB1a | 1 |  | 1.7 | 0.3 | 0.6 | 0.306
Staircase 04
Waist slab | 1 |  | 24.674 | 0.2 | 1.5 | 7.4022
Steps | 12 |  | 1.5 | 0.3 | 0.15 | 0.81
MB1a | 1 |  | 3.06 | 0.2 | 0.45 | 0.2754
Staircase 05
Footing | 1 |  | 0.75 | 1.5 | 0.3 | 0.3375
RC Wall | 1 |  | 1.5 | 0.2 | 1 | 0.3
Waist slab | 1 |  | 20.154 | 0.2 | 1.5 | 6.0462
Steps | 12 |  | 1.5 | 0.3 | 0.15 | 0.81
MB1 | 1 |  | 1.65 | 0.2 | 0.45 | 0.1485
85.0741
Staircase 06
Footing | 1 |  | 0.75 | 1.5 | 0.3 | 0.3375
RC Wall | 1 |  | 1.5 | 0.2 | 1 | 0.3
Waist slab | 1 |  | 21.096 | 0.2 | 1.5 | 6.3288
Steps | 12 |  | 1.5 | 0.3 | 0.15 | 0.81
MB1 | 1 |  | 1.7 | 0.3 | 0.6 | 0.306
Staircase 07
Footing | 1 |  | 0.75 | 1.5 | 0.3 | 0.3375
RC Wall | 1 |  | 1.5 | 0.2 | 1 | 0.3
Waist slab | 1 |  | 4.786 | 0.2 | 1.5 | 1.4358
Waist slab | 1 |  | 24.321 | 0.2 | 1.5 | 7.2963
Steps | 12 |  | 1.5 | 0.3 | 0.15 | 0.81
MB1 | 1 |  | 1.7 | 0.3 | 0.6 | 0.306
18.5679
Staircase 08
Footing | 1 |  | 0.75 | 1.5 | 0.3 | 0.3375
RC Wall | 1 |  | 1.5 | 0.2 | 1 | 0.3
0.6375
Waist slab | 1 |  | 12.142 | 0.2 | 1.5 | 3.6426
Waist slab | 1 |  | 10.341 | 0.2 | 1.5 | 3.1023
Waist slab | 1 |  | 7.999 | 0.2 | 1.5 | 2.3997
Steps | 12 |  | 1.5 | 0.3 | 0.15 | 0.81
MB1 | 1 |  | 2.04 | 0.2 | 0.45 | 0.1836
MB2 | 1 |  | 4.293 | 0.2 | 0.45 | 0.38637
52.6228
Staircase 09
Footing | 1 |  | 0.75 | 1.5 | 0.3 | 0.3375
RC Wall | 1 |  | 1.5 | 0.2 | 1 | 0.3
0.6375
Waist slab | 1 |  | 12.101 | 0.2 | 1.5 | 3.6303
Waist slab | 1 |  | 13.863 | 0.2 | 1.5 | 4.1589
Steps | 12 |  | 1.5 | 0.3 | 0.15 | 0.81
MB1 | 1 |  | 3.047 | 0.2 | 0.45 | 0.27423
35.4937
89.3916
FormWork
Footing
APF School
F1 | 3 |  | 5.6 |  | 0.45 | 7.56
F2 | 4 |  | 6.6 |  | 0.45 | 11.88
F3 | 1 |  | 19.6 |  | 0.45 | 8.82
F4 | 1 |  | 8.6 |  | 0.45 | 3.87
F13 | 1 |  | 14.2 |  | 0.675 | 9.585
0
CF1 | 1 |  | 16.3 |  | 0.675 | 11.0025
F101 | 7 |  | 6.8 |  | 0.45 | 21.42
F102 | 4 |  | 8.4 |  | 0.45 | 15.12
S-F1 | 9 |  | 5.6 |  | 0.45 | 22.68
S-F2 | 4 |  | 6.6 |  | 0.45 | 11.88
S-F3 | 3 |  | 7.6 |  | 0.45 | 10.26
S-F4 | 17 |  | 8.6 |  | 0.45 | 65.79
S-F5 | 11 |  | 9.3 |  | 0.675 | 69.0525
S-F6 | 9 |  | 10 |  | 0.675 | 60.75
S-F7 | 8 |  | 10.8 |  | 0.675 | 58.32
S-F8 | 7 |  | 11.2 |  | 0.675 | 52.92
S-F9 | 7 |  | 12 |  | 0.675 | 56.7
S-F10 | 6 |  | 12.4 |  | 0.675 | 50.22
S-F11 | 1 |  | 13.1 |  | 0.675 | 8.8425
S-F12 | 4 |  | 14 |  | 0.675 | 37.8
S-F13 | 1 |  | 14.2 |  | 0.675 | 9.585
S-F14 | 1 |  | 14.6 |  | 0.675 | 9.855
S-F15 | 2 |  | 14.6 |  | 0.675 | 19.71
Dinining area
D-F1 | 3 |  | 5.7 |  | 0.45 | 7.695
D-F3 | 2 |  | 8.2 |  | 0.45 | 7.38
D-F4 | 1 |  | 9.2 |  | 0.45 | 4.14
D-F5 | 3 |  | 10.1 |  | 0.675 | 20.4525
D-F6 | 1 |  | 11.1 |  | 0.675 | 7.4925
D-F7 | 3 |  | 11.6 |  | 0.675 | 23.49
D-F8 | 2 |  | 12.4 |  | 0.675 | 16.74
D-F9 | 1 |  | 13.6 |  | 0.675 | 9.18
730.1925
Guest Area
CF2 | 1 |  | 19.1 |  | 0.9 | 17.19
CF3 | 7 |  | 12.2 |  | 0.45 | 38.43
CF4 | 1 |  | 15.4 |  | 0.45 | 6.93
CF5 | 2 |  | 14.6 |  | 0.45 | 13.14
CF6 | 1 |  | 20.1 |  | 0.75 | 15.075
G-F1 | 2 |  | 7.6 |  | 0.45 | 6.84
G-F2 | 8 |  | 8.6 |  | 0.45 | 30.96
G-F3 | 5 |  | 9.1 |  | 0.45 | 20.475
G-F4 | 2 |  | 9.7 |  | 0.45 | 8.73
G-F5 | 8 |  | 10.4 |  | 0.45 | 37.44
G-F6 | 2 |  | 11.4 |  | 0.675 | 15.39
G-F7 | 4 |  | 12 |  | 0.675 | 32.4
F102 | 1 |  | 8.4 |  | 0.45 | 3.78
[6 empty] | 246.78 | Sqm
DI
CF7 | 1 |  | 12.8 |  | 0.675 | 8.64
D-F1 | 4 |  | 5.7 |  | 0.45 | 10.26
D-F2 | 5 |  | 7 |  | 0.45 | 15.75
D-F3 | 4 |  | 8.2 |  | 0.45 | 14.76
D-F4 | 2 |  | 9.2 |  | 0.45 | 8.28
D-F5 | 2 |  | 10.1 |  | 0.675 | 13.635
D-F6 | 8 |  | 11.1 |  | 0.675 | 59.94
D-F7 | 1 |  | 11.6 |  | 0.675 | 7.83
D-F8 | 1 |  | 12.4 |  | 0.675 | 8.37
D-F9 | 1 |  | 13.6 |  | 0.675 | 9.18
D-F10 | 1 |  | 14.8 |  | 0.675 | 9.99
[6 empty] | 166.635 | Sqm
Column
PedstalSChool
P1 | 5 |  | 3 |  | 0.6 | 9
P2 | 18 |  | 3.6 |  | 0.6 | 38.88
P3 | 7 |  | 5 |  | 0.6 | 21
P4 | 11 |  | 7.8 |  | 0.6 | 51.48
P5 | 1 |  | 6.6 |  | 0.6 | 3.96
P6 | 6 |  | 7 |  | 0.6 | 25.2
149.52
Pedstal-GH
P3 | 10 |  | 5 |  | 0.6 | 30
P101 | 3 |  | 9 |  | 0.6 | 16.2
P102 | 7 |  | 7.4 |  | 0.6 | 31.08
77.28
Pedstal-DI
P1 | 1 |  | 3 |  | 0.6 | 1.8
P3 | 5 |  | 5 |  | 0.6 | 15
P4 | 1 |  | 7.8 |  | 0.6 | 4.68
P6 | 4 |  | 7 |  | 0.6 | 16.8
P103 | 1 |  | 8 |  | 0.6 | 4.8
43.08
SC
Lift walls | 4 |  | 0.8 |  | 3 | 9.6
| 2 |  | 2.2 |  | 3 | 13.2
| 2 |  | 1.8 |  | 3 | 10.8
33.6
GH | 2 |  | 0.7 |  | 3 | 4.2
| 2 |  | 1.001 |  | 3 | 6.006
| 4 |  | 1.8 |  | 3 | 21.6
31.806
Upto GF
S-C1 | 1 |  | 2.1 |  | 2.45 | 5.145
S-C2 | 1 |  | 2.7 |  | 2.45 | 6.615
S-C3 | 1 |  | 1.8 |  | 1.625 | 2.925
S-C4 | 1 |  | 1.8 |  | 1.625 | 2.925
S-C5 | 1 |  | 1.8 |  | 2.45 | 4.41
S-C6 | 1 |  | 1.8 |  | 2.225 | 4.005
S-C7 | 1 |  | 1.8 |  | 2.225 | 4.005
S-C8 | 1 |  | 1.8 |  | 2.225 | 4.005
S-C9 | 1 |  | 1.8 |  | 1.625 | 2.925
S-C10 | 1 |  | 1.8 |  | 2.45 | 4.41
S-C11 | 1 |  | 1.8 |  | 2.45 | 4.41
S-C12 | 1 |  | 1.8 |  | 2.45 | 4.41
S-C13 | 1 |  | 1.8 |  | 2.45 | 4.41
S-C14 | 1 |  | 1.8 |  | 2.45 | 4.41
S-C15 | 1 |  | 2.7 |  | 1.625 | 4.3875
S-C16 | 1 |  | 2.7 |  | 1.625 | 4.3875
S-C17 | 1 |  | 1.8 |  | 1.625 | 2.925
S-C18 | 1 |  | 1.8 |  | 2.45 | 4.41
S-C19 | 1 |  | 1.8 |  | 1.625 | 2.925
S-C20 | 1 |  | 1.8 |  | 1.625 | 2.925
S-C21 | 1 |  | 1.8 |  | 1.625 | 2.925
S-C22 | 1 |  | 2.7 |  | 1.625 | 4.3875
S-C23 | 1 |  | 2.1 |  | 1.625 | 3.4125
S-C24 | 1 |  | 2.4 |  | 1.625 | 3.9
S-C25 | 1 |  | 2.1 |  | 2.225 | 4.6725
S-C26 | 1 |  | 1.8 |  | 2.45 | 4.41
S-C27 | 1 |  | 1.8 |  | 2.225 | 4.005
S-C28 | 1 |  | 1.8 |  | 2.225 | 4.005
S-C29 | 1 |  | 3 |  | 2.225 | 6.675
S-C30 | 1 |  | 2.4 |  | 1.625 | 3.9
S-C31 | 1 |  | 2.1 |  | 1.625 | 3.4125
S-C32 | 1 |  | 2.4 |  | 1.625 | 3.9
S-C33 | 1 |  | 2.7 |  | 1.625 | 4.3875
S-C34 | 1 |  | 1.8 |  | 2.45 | 4.41
S-C35 | 1 |  | 1.8 |  | 1.625 | 2.925
S-C36 | 1 |  | 1.8 |  | 2.225 | 4.005
S-C37 | 1 |  | 2.1 |  | 2.225 | 4.6725
S-C38 | 1 |  | 1.8 |  | 2.45 | 4.41
S-C39 | 1 |  | 1.8 |  | 2.225 | 4.005
S-C40 | 1 |  | 1.8 |  | 2.225 | 4.005
S-C41 | 1 |  | 1.8 |  | 2.45 | 4.41
S-C42 | 1 |  | 1.8 |  | 1.85 | 3.33
S-C43 | 1 |  | 2.4 |  | 1.625 | 3.9
S-C44 | 1 |  | 1.95 |  | 1.625 | 3.1687
S-C45 | 1 |  | 1.95 |  | 1.625 | 3.1687
S-C46 | 1 |  | 2.4 |  | 1.625 | 3.9
S-C47 | 1 |  | 2.1 |  | 2.225 | 4.6725
S-C48 | 1 |  | 3.142 |  | 2.45 | 7.6979
S-C49 | 1 |  | 3.142 |  | 2.225 | 6.9909
S-C50 | 1 |  | 3.142 |  | 2.225 | 6.9909
S-C51 | 1 |  | 3.142 |  | 2.45 | 7.6979
S-C52 | 1 |  | 3.142 |  | 2.225 | 6.9909
S-C53 | 1 |  | 1.8 |  | 1.625 | 2.925
S-C54 | 1 |  | 1.8 |  | 2.45 | 4.41
S-C55 | 1 |  | 1.8 |  | 2.45 | 4.41
S-C56 | 1 |  | 1.8 |  | 1.625 | 2.925
S-C57 | 1 |  | 2.4 |  | 2.45 | 5.88
S-C58 | 1 |  | 2.4 |  | 1.625 | 3.9
S-C59 | 1 |  | 1.8 |  | 2.225 | 4.005
S-C60 | 1 |  | 2.4 |  | 1.625 | 3.9
S-C61 | 1 |  | 2.4 |  | 1.625 | 3.9
S-C62 | 1 |  | 2.4 |  | 1.625 | 3.9
S-C63 | 1 |  | 2.4 |  | 1.625 | 3.9
S-C64 | 1 |  | 1.8 |  | 2.225 | 4.005
S-C65 | 1 |  | 1.8 |  | 2.45 | 4.41
S-C66 | 1 |  | 1.8 |  | 2.45 | 4.41
S-C67 | 1 |  | 1.8 |  | 2.45 | 4.41
S-C68 | 1 |  | 1.8 |  | 2.45 | 4.41
S-C69 | 1 |  | 1.8 |  | 2.45 | 4.41
S-C70 | 1 |  | 1.8 |  | 2.45 | 4.41
S-C71 | 1 |  | 2.7 |  | 2.225 | 6.0075
S-C72 | 1 |  | 2.7 |  | 2.225 | 6.0075
S-C73 | 1 |  | 3 |  | 2.225 | 6.675
S-C74 | 1 |  | 3 |  | 2.45 | 7.35
S-C75 | 1 |  | 1.8 |  | 1.625 | 2.925
S-C76 | 1 |  | 2.1 |  | 1.625 | 3.4125
S-C77 | 1 |  | 2.1 |  | 1.625 | 3.4125
S-C78 | 1 |  | 2.1 |  | 1.625 | 3.4125
S-C79 | 1 |  | 3.6 |  | 2.225 | 8.01
S-C80 | 1 |  | 3.6 |  | 2.225 | 8.01
S-C81 | 1 |  | 1.8 |  | 2.45 | 4.41
S-C81 | 1 |  | 3.142 |  | 2.45 | 7.6979
S-C82 | 1 |  | 0.3 |  | 2.225 | 0.6675
S-C83 | 1 |  | 0.3 |  | 1.625 | 0.4875
S-C84 | 1 |  | 0.3 |  | 1.625 | 0.4875
S-C85 | 1 |  | 0.3 |  | 1.625 | 0.4875
S-C86 | 1 |  | 0.3 |  | 1.625 | 0.4875
S-C87 | 1 |  | 0.3 |  | 1.625 | 0.4875
S-C88 | 1 |  | 0.3 |  | 1.625 | 0.4875
S-C89 | 1 |  | 0.3 |  | 1.625 | 0.4875
S-C90 | 1 |  | 0.3 |  | 2.45 | 0.735
S-C91 | 1 |  | 0.3 |  | 2.45 | 0.735
S-C92 | 1 |  | 3.142 |  | 2.45 | 7.6979
S-C93 | 1 |  | 0.3 |  | 2.45 | 0.735
1
C101 | 1 |  | 3.142 |  | 2.45 | 7.6979
C102 | 1 |  | 3.142 |  | 2.45 | 7.6979
C103 | 1 |  | 3.142 |  | 2.45 | 7.6979
C104 | 1 |  | 3.142 |  | 2.45 | 7.6979
C105 | 1 |  | 3.142 |  | 2.45 | 7.6979
C106 | 1 |  | 3.142 |  | 2.45 | 7.6979
C107 | 1 |  | 3.142 |  | 2.45 | 7.6979
DC-1 | 1 |  | 0.3 |  | 2.45 | 0.735
DC-2 | 1 |  | 0.3 |  | 2.45 | 0.735
DC-3 | 1 |  | 0.3 |  | 2.45 | 0.735
DC-4 | 1 |  | 0.3 |  | 2.45 | 0.735
DC-5 | 1 |  | 0.3 |  | 2.45 | 0.735
DC-6 | 1 |  | 0.3 |  | 2.45 | 0.735
DC-7 | 1 |  | 0.3 |  | 2.225 | 0.6675
DC-8 | 1 |  | 0.3 |  | 2.45 | 0.735
DC-9 | 1 |  | 0.3 |  | 2.45 | 0.735
DC-10 | 2 |  | 0.3 |  | 2.225 | 1.335
DC-11 | 1 |  | 0.3 |  | 2.45 | 0.735
DC-12 | 1 |  | 0.3 |  | 2.45 | 0.735
DC-13 | 2 |  | 0.3 |  | 2.45 | 1.47
DC-14 | 1 |  | 3.142 |  | 2.45 | 7.6979
DC-15 | 1 |  | 3.142 |  | 2.45 | 7.6979
DC-16 | 1 |  | 3.142 |  | 2.45 | 7.6979
DC-17 | 1 |  | 3.142 |  | 2.45 | 7.6979
DC-18 | 1 |  | 0.3 |  | 2.225 | 0.6675
DC-25 | 2 |  | 0.3 |  | 2.45 | 1.47
XDC-25 | 2 |  | 0.3 |  | 2.45 | 1.47
DC-28 | 1 |  | 0.3 |  | 2.45 | 0.735
DC-31 | 1 |  | 0.3 |  | 1.625 | 0.4875
DC-33 | 1 |  | 0.3 |  | 1.625 | 0.4875
DC-42 | 1 |  | 0.3 |  | 2.45 | 0.735
DC-43 | 1 |  | 0.3 |  | 1.625 | 0.4875
DC-46 | 1 |  | 0.3 |  | 2.225 | 0.6675
DC-47 | 1 |  | 0.3 |  | 1.625 | 0.4875
DC-51 | 1 |  | 0.3 |  | 2.45 | 0.735
DC-52 | 1 |  | 0.3 |  | 2.45 | 0.735
DC-53 | 1 |  | 0.3 |  | 2.225 | 0.6675
[6 empty] | 487.4789 | 487.4789
Upto GF
G-C1 | 1 |  | 1.8 |  | 1.85 | 3.33 |  | 3.6
G-C2 | 1 |  | 1.8 |  | 1.85 | 3.33 |  | 3.6
G-C3 | 1 |  | 1.8 |  | 1.85 | 3.33 |  | 3.6
G-C4 | 1 |  | 2.1 |  | 1.85 | 3.885 |  | 4.2
G-C5 | 1 |  | 1.8 |  | 1.85 | 3.33 |  | 3.6
G-C6 | 1 |  | 1.8 |  | 1.85 | 3.33 |  | 3.6
G-C7 | 1 |  | 1.8 |  | 1.85 | 3.33 |  | 3.6
G-C8 | 1 |  | 1.8 |  | 1.85 | 3.33 |  | 3.6
G-C9 | 1 |  | 1.8 |  | 1.85 | 3.33 |  | 3.6
G-C10 | 1 |  | 1.8 |  | 1.85 | 3.33 |  | 3.6
G-C11 | 1 |  | 1.8 |  | 1.85 | 3.33 |  | 3.6
G-C12 | 1 |  | 1.8 |  | 1.85 | 3.33 |  | 3.6
G-C13 | 1 |  | 1.8 |  | 1.85 | 3.33 |  | 3.6
G-C14 | 1 |  | 1.8 |  | 1.85 | 3.33 |  | 3.6
G-C15 | 1 |  | 1.8 |  | 2.45 | 4.41 |  | 3.6
G-C16 | 1 |  | 2.1 |  | 2.45 | 5.145 |  | 4.2
G-C17 | 1 |  | 2.1 |  | 1.625 | 3.4125 |  | 4.2
G-C18 | 1 |  | 2.1 |  | 1.625 | 3.4125 |  | 4.2
G-C19 | 1 |  | 1.8 |  | 1.625 | 2.925 |  | 3.6
G-C20 | 1 |  | 2.1 |  | 1.625 | 3.4125 |  | 4.2
G-C21 | 1 |  | 2.7 |  | 1.625 | 4.3875 |  | 5.4
G-C22 | 1 |  | 2.4 |  | 1.625 | 3.9 |  | 4.8
G-C23 | 1 |  | 1.8 |  | 2.45 | 4.41 |  | 3.6
G-C24 | 1 |  | 2.1 |  | 2.45 | 5.145 |  | 4.2
G-C25 | 1 |  | 1.8 |  | 2.45 | 4.41 |  | 3.6
G-C26 | 1 |  | 1.8 |  | 1.55 | 2.79 |  | 3.6
G-C27 | 1 |  | 1.8 |  | 1.55 | 2.79 |  | 3.6
G-C28 | 1 |  | 1.8 |  | 1.85 | 3.33 |  | 3.6
G-C29 | 1 |  | 1.8 |  | 1.85 | 3.33 |  | 3.6
G-C30 | 1 |  | 2.1 |  | 2.45 | 5.145 |  | 4.2
G-C31 | 1 |  | 1.8 |  | 2.45 | 4.41 |  | 3.6
G-C32 | 1 |  | 2.4 |  | 2.45 | 5.88 |  | 4.8
G-C33 | 1 |  | 2.1 |  | 2 | 4.2 |  | 4.2
G-C34 | 1 |  | 1.8 |  | 2 | 3.6 |  | 3.6
G-C35 | 1 |  | 1.8 |  | 2 | 3.6 |  | 3.6
G-C36 | 1 |  | 2.7 |  | 1.55 | 4.185 |  | 5.4
G-C37 | 1 |  | 1.8 |  | 1.55 | 2.79 |  | 3.6
G-C38 | 1 |  | 2.1 |  | 1.85 | 3.885 |  | 4.2
G-C39 | 1 |  | 2.1 |  | 1.85 | 3.885 |  | 4.2
G-C40 | 1 |  | 1.8 |  | 2.45 | 4.41 |  | 3.6
G-C41 | 1 |  | 2.1 |  | 2.45 | 5.145 |  | 4.2
G-C42 | 1 |  | 1.8 |  | 2 | 3.6 |  | 3.6
G-C43 | 1 |  | 2.4 |  | 2 | 4.8 |  | 4.8
G-C44 | 1 |  | 2.4 |  | 2.45 | 5.88 |  | 4.8
G-C45 | 1 |  | 2.1 |  | 2.45 | 5.145 |  | 4.2
G-C46 | 1 |  | 2.4 |  | 2.45 | 5.88 |  | 4.8
G-C47 | 1 |  | 2.1 |  | 2.45 | 5.145 |  | 4.2
G-C48 | 1 |  | 2.1 |  | 2.45 | 5.145 |  | 4.2
G-C49 | 1 |  | 2.1 |  | 2.45 | 5.145 |  | 4.2
G-C50 | 1 |  | 2.4 |  | 2.45 | 5.88 |  | 4.8
G-C51 | 1 |  | 2.4 |  | 2.45 | 5.88 |  | 4.8
G-C52 | 1 |  | 2.4 |  | 2.45 | 5.88 |  | 4.8
G-C53 | 1 |  | 3.142 |  | 2.45 | 7.6979
G-C54 | 1 |  | 2.4 |  | 2.45 | 5.88 |  | 4.8
G-C55 | 1 |  | 2.4 |  | 2.45 | 5.88 |  | 4.8
G-C56 | 1 |  | 2.4 |  | 2.45 | 5.88 |  | 4.8
G-C57 | 1 |  | 2.4 |  | 2.45 | 5.88 |  | 4.8
G-C58 | 1 |  | 2.4 |  | 2.45 | 5.88 |  | 4.8
G-C59 | 1 |  | 2.4 |  | 2.45 | 5.88 |  | 4.8
G-C60 | 1 |  | 1.8 |  | 2.45 | 4.41 |  | 3.6
G-C61 | 2 |  | 2.1 |  | 2.45 | 10.29 |  | 4.2
[6 empty] | 271.5779 |  | 0
0
0
Upto GF | [7 empty] | 0
DC-19 | 1 |  | 3.142 |  | 2.225 | 6.9909
DC-20 | 1 |  | 1.8 |  | 2.45 | 4.41 |  | 3.6
DC-21 | 1 |  | 1.8 |  | 2.45 | 4.41 |  | 3.6
DC-22 | 2 |  | 2.4 |  | 2.45 | 11.76 |  | 4.8
DC-23 | 1 |  | 2.1 |  | 2.45 | 5.145 |  | 4.2
DC-24 | 1 |  | 1.8 |  | 2.45 | 4.41 |  | 3.6
DC-26 | 1 |  | 1.8 |  | 2.45 | 4.41 |  | 3.6
DC-27 | 1 |  | 1.8 |  | 1.625 | 2.925 |  | 3.6
DC-29 | 1 |  | 2.1 |  | 1.625 | 3.4125 |  | 4.2
DC-30 | 1 |  | 2.4 |  | 1.625 | 3.9 |  | 4.8
DC-32 | 1 |  | 2.7 |  | 1.85 | 4.995 |  | 5.4
DC-34 | 1 |  | 2.7 |  | 2.225 | 6.0075 |  | 5.4
DC-35 | 1 |  | 2.7 |  | 1.625 | 4.3875 |  | 5.4
DC-36 | 1 |  | 2.4 |  | 1.625 | 3.9 |  | 4.8
DC-37 | 1 |  | 2.4 |  | 1.625 | 3.9 |  | 4.8
DC-38 | 1 |  | 2.4 |  | 1.625 | 3.9 |  | 4.8
DC-39 | 1 |  | 2.4 |  | 2.225 | 5.34 |  | 4.8
DC-40 | 1 |  | 2.4 |  | 2.45 | 5.88 |  | 4.8
DC-41 | 1 |  | 2.1 |  | 2.45 | 5.145 |  | 4.2
DC-44 | 1 |  | 3.142 |  | 2.45 | 7.6979 |  | 6.284
DC-45 | 1 |  | 2.4 |  | 2.45 | 5.88 |  | 4.8
DC-48 | 1 |  | 3.142 |  | 2.45 | 7.6979 |  | 6.284
DC-49 | 1 |  | 2.4 |  | 2.45 | 5.88 |  | 4.8
DC-50 | 1 |  | 2.1 |  | 2.45 | 5.145 |  | 4.2
DC-54 | 1 |  | 2.1 |  | 2.45 | 5.145 |  | 4.2
DC-55 | 1 |  | 2.4 |  | 1.625 | 3.9 |  | 4.8
DC-56 | 1 |  | 2.4 |  | 1.625 | 3.9 |  | 4.8
DC-57 | 1 |  | 2.4 |  | 1.625 | 3.9 |  | 4.8
DC-58 | 1 |  | 2.4 |  | 1.625 | 3.9 |  | 4.8
DC-59 | 1 |  | 2.4 |  | 2.45 | 5.88 |  | 4.8
DC-60 | 1 |  | 2.4 |  | 2.225 | 5.34 |  | 4.8
[6 empty] | 159.4943 | 159.4943 | 0
Column
School GF
S-C1 | 1 |  | 2.1 |  | 3.1 | 6.51
S-C2 | 1 |  | 2.7 |  | 3.1 | 8.37
S-C3 | 1 |  | 1.8 |  | 3.55 | 6.39
S-C4 | 1 |  | 1.8 |  | 3.55 | 6.39
S-C5 | 1 |  | 1.8 |  | 3.55 | 6.39
S-C6 | 1 |  | 1.8 |  | 3.55 | 6.39
S-C7 | 1 |  | 1.8 |  | 3.55 | 6.39
S-C8 | 1 |  | 1.8 |  | 3.55 | 6.39
S-C9 | 1 |  | 1.8 |  | 3.55 | 6.39
S-C10 | 1 |  | 1.8 |  | 3.55 | 6.39
S-C11 | 1 |  | 1.8 |  | 3.55 | 6.39
S-C12 | 1 |  | 1.8 |  | 3.55 | 6.39
S-C13 | 1 |  | 1.8 |  | 3.55 | 6.39
S-C14 | 1 |  | 1.8 |  | 3.55 | 6.39
S-C15 | 1 |  | 2.7 |  | 3.55 | 9.585
S-C16 | 1 |  | 2.7 |  | 3.55 | 9.585
S-C17 | 1 |  | 1.8 |  | 3.55 | 6.39
S-C18 | 1 |  | 1.8 |  | 3.55 | 6.39
S-C19 | 1 |  | 1.8 |  | 3.55 | 6.39
S-C20 | 1 |  | 1.8 |  | 3.55 | 6.39
S-C21 | 1 |  | 1.8 |  | 3.55 | 6.39
S-C22 | 1 |  | 2.7 |  | 3.55 | 9.585
S-C23 | 1 |  | 2.1 |  | 3.55 | 7.455
S-C24 | 1 |  | 2.4 |  | 3.55 | 8.52
S-C25 | 1 |  | 2.1 |  | 3.55 | 7.455
S-C26 | 1 |  | 1.8 |  | 3.55 | 6.39
S-C27 | 1 |  | 1.8 |  | 3.55 | 6.39
S-C28 | 1 |  | 1.8 |  | 3.55 | 6.39
S-C29 | 1 |  | 3 |  | 3.55 | 10.65
S-C30 | 1 |  | 2.4 |  | 3.1 | 7.44
S-C31 | 1 |  | 2.1 |  | 3.1 | 6.51
S-C32 | 1 |  | 2.4 |  | 3.1 | 7.44
S-C33 | 1 |  | 2.7 |  | 3.1 | 8.37
S-C34 | 1 |  | 1.8 |  | 3.1 | 5.58
S-C35 | 1 |  | 1.8 |  | 3.1 | 5.58
S-C36 | 1 |  | 1.8 |  | 3.1 | 5.58
S-C37 | 1 |  | 2.1 |  | 3.1 | 6.51
S-C38 | 1 |  | 1.8 |  | 3.1 | 5.58
S-C39 | 1 |  | 1.8 |  | 3.1 | 5.58
S-C40 | 1 |  | 1.8 |  | 3.1 | 5.58
S-C41 | 1 |  | 1.8 |  | 3.1 | 5.58
S-C42 | 1 |  | 1.8 |  | 3.55 | 6.39
S-C43 | 1 |  | 2.4 |  | 3.55 | 8.52
S-C44 | 1 |  | 1.95 |  | 3.55 | 6.9225
S-C45 | 1 |  | 1.95 |  | 3.55 | 6.9225
S-C46 | 1 |  | 2.4 |  | 3.55 | 8.52
S-C47 | 1 |  | 2.1 |  | 3.55 | 7.455
S-C48 | 1 |  | 3.142 | 0.6 | 3.55 | 6.6925
S-C49 | 1 |  | 3.142 | 0.6 | 3.55 | 6.6925
S-C50 | 1 |  | 3.142 | 0.6 | 3.55 | 6.6925
S-C51 | 1 |  | 3.142 | 0.6 | 3.55 | 6.6925
S-C52 | 1 |  | 3.142 | 0.6 | 3.55 | 6.6925
S-C53 | 1 |  | 1.8 |  | 3.55 | 6.39
S-C54 | 1 |  | 1.8 |  | 3.55 | 6.39
S-C55 | 1 |  | 1.8 |  | 3.55 | 6.39
S-C56 | 1 |  | 1.8 |  | 3.55 | 6.39
S-C57 | 1 |  | 2.4 |  | 3.55 | 8.52
S-C58 | 1 |  | 2.4 |  | 3.55 | 8.52
S-C59 | 1 |  | 1.8 |  | 3.55 | 6.39
S-C60 | 1 |  | 2.4 |  | 3.55 | 8.52
S-C61 | 1 |  | 2.4 |  | 3.55 | 8.52
S-C62 | 1 |  | 2.4 |  | 3.55 | 8.52
S-C63 | 1 |  | 2.4 |  | 3.55 | 8.52
S-C64 | 1 |  | 1.8 |  | 3.55 | 6.39
S-C65 | 1 |  | 1.8 |  | 3.55 | 6.39
S-C66 | 1 |  | 1.8 |  | 3.55 | 6.39
S-C67 | 1 |  | 1.8 |  | 3.55 | 6.39
S-C68 | 1 |  | 1.8 |  | 3.55 | 6.39
S-C69 | 1 |  | 1.8 |  | 3.55 | 6.39
S-C70 | 1 |  | 1.8 |  | 3.55 | 6.39
S-C71 | 1 |  | 2.7 |  | 3.55 | 9.585
S-C72 | 1 |  | 2.7 |  | 3.55 | 9.585
S-C73 | 1 |  | 3 |  | 3.55 | 10.65
S-C74 | 1 |  | 3 |  | 3.55 | 10.65
S-C75 | 1 |  | 1.8 |  | 3.55 | 6.39
S-C76 | 1 |  | 2.1 |  | 3.55 | 7.455
S-C77 | 1 |  | 2.1 |  | 3.55 | 7.455
S-C78 | 1 |  | 2.1 |  | 3.55 | 7.455
S-C79 | 1 |  | 2.1 |  | 3.55 | 7.455
S-C80 | 1 |  | 3.6 |  | 3.55 | 12.78
S-C81 | 1 |  | 1.8 |  | 3.55 | 6.39
S-C81 | 1 |  | 3.142 | 0.45 | 3.55 | 5.0193
S-C82 | 1 |  | 1.8 |  | 3.55 | 6.39
S-C83 | 1 |  | 2.4 |  | 3.55 | 8.52
S-C84 | 1 |  | 2.7 |  | 3.55 | 9.585
S-C85 | 1 |  | 2.7 |  | 3.55 | 9.585
S-C86 | 1 |  | 2.7 |  | 3.55 | 9.585
S-C87 | 1 |  | 2.7 |  | 3.55 | 9.585
S-C88 | 1 |  | 2.7 |  | 3.55 | 9.585
S-C89 | 1 |  | 2.4 |  | 3.55 | 8.52
S-C90 | 1 |  | 2.7 |  | 3.55 | 9.585
S-C91 | 1 |  | 1.8 |  | 3.55 | 6.39
S-C92 | 1 |  | 3.142 | 0.45 | 3.55 | 5.0193
S-C93 | 1 |  | 1.8 |  | 3.55 | 6.39
1
C101 | 1 |  | 3.142 | 0.6 | 4.3 | 8.1064
C102 | 1 |  | 3.142 | 0.6 | 4.3 | 8.1064
C103 | 1 |  | 3.142 | 0.6 | 4.3 | 8.1064
C104 | 1 |  | 3.142 | 0.6 | 4.3 | 8.1064
C105 | 1 |  | 3.142 | 0.6 | 4.3 | 8.1064
C106 | 1 |  | 3.142 | 0.6 | 4.3 | 8.1064
C107 | 1 |  | 3.142 | 0.6 | 4.3 | 8.1064
DC-1 | 1 |  | 1.8 |  | 3.45 | 6.21
DC-2 | 1 |  | 1.8 |  | 3.45 | 6.21
DC-3 | 1 |  | 1.8 |  | 3.45 | 6.21
DC-4 | 1 |  | 1.8 |  | 3.45 | 6.21
DC-5 | 1 |  | 1.8 |  | 3.45 | 6.21
DC-6 | 1 |  | 1.8 |  | 3.45 | 6.21
DC-7 | 1 |  | 2.4 |  | 3.45 | 8.28
DC-8 | 1 |  | 2.7 |  | 3.45 | 9.315
DC-9 | 1 |  | 2.7 |  | 3.45 | 9.315
DC-10 | 2 |  | 2.4 |  | 3.45 | 16.56
DC-11 | 1 |  | 1.8 |  | 3.45 | 6.21
DC-12 | 1 |  | 1.8 |  | 3.45 | 6.21
DC-13 | 2 |  | 2.7 |  | 3.45 | 18.63
DC-14 | 1 |  | 3.142 | 0.3 | 3.45 | 3.252
DC-15 | 1 |  | 3.142 | 0.3 | 3.45 | 3.252
DC-16 | 1 |  | 3.142 | 0.3 | 3.45 | 3.252
DC-17 | 1 |  | 3.142 | 0.3 | 3.45 | 3.252
DC-18 | 1 |  | 2.4 |  | 3.45 | 8.28
DC-25 | 2 |  | 2.7 |  | 3.45 | 18.63
XDC-25 | 2 |  | 2.4 |  | 3.45 | 16.56
DC-28 | 1 |  | 2.7 |  | 3.45 | 9.315
DC-31 | 1 |  | 2.7 |  | 3.45 | 9.315
DC-33 | 1 |  | 2.7 |  | 3.45 | 9.315
DC-42 | 1 |  | 2.7 |  | 3.45 | 9.315
DC-43 | 1 |  | 2.7 |  | 3.45 | 9.315
DC-46 | 1 |  | 2.7 |  | 3.45 | 9.315
DC-47 | 1 |  | 2.7 |  | 3.45 | 9.315
DC-51 | 1 |  | 2.4 |  | 3.45 | 8.28
DC-52 | 1 |  | 2.4 |  | 3.45 | 8.28
DC-53 | 1 |  | 2.4 |  | 3.45 | 8.28
1001.4934
SCHOOL FF to SF
S-C1 | 1 |  | 2.1 |  | 3.1 | 6.51
S-C2 | 1 |  | 2.7 |  | 3.1 | 8.37
S-C3 | 1 |  | 1.8 |  | 3.55 | 6.39
S-C4 | 1 |  | 1.8 |  | 3.55 | 6.39
S-C5 | 1 |  | 1.8 |  | 3.55 | 6.39
S-C6 | 1 |  | 1.8 |  | 3.55 | 6.39
S-C7 | 1 |  | 1.8 |  | 3.55 | 6.39
S-C8 | 1 |  | 1.8 |  | 3.55 | 6.39
S-C9 | 1 |  | 1.8 |  | 3.55 | 6.39
S-C10 | 1 |  | 1.8 |  | 3.55 | 6.39
S-C11 | 1 |  | 1.8 |  | 3.55 | 6.39
S-C12 | 1 |  | 1.8 |  | 3.55 | 6.39
S-C13 | 1 |  | 1.8 |  | 3.55 | 6.39
S-C14 | 1 |  | 1.8 |  | 3.55 | 6.39
S-C15 | 1 |  | 2.7 |  | 3.55 | 9.585
S-C16 | 1 |  | 2.7 |  | 3.55 | 9.585
S-C17 | 1 |  | 1.8 |  | 3.55 | 6.39
S-C18 | 1 |  | 1.8 |  | 3.55 | 6.39
S-C19 | 1 |  | 1.8 |  | 3.55 | 6.39
S-C20 | 1 |  | 1.8 |  | 3.55 | 6.39
S-C21 | 1 |  | 1.8 |  | 3.55 | 6.39
S-C22 | 1 |  | 2.7 |  | 3.55 | 9.585
S-C23 | 1 |  | 2.1 |  | 3.55 | 7.455
S-C24 | 1 |  | 2.4 |  | 3.55 | 8.52
S-C25 | 1 |  | 2.1 |  | 3.55 | 7.455
S-C26 | 1 |  | 1.8 |  | 3.55 | 6.39
S-C27 | 1 |  | 1.8 |  | 3.55 | 6.39
S-C28 | 1 |  | 1.8 |  | 3.55 | 6.39
S-C29 | 1 |  | 3 |  | 3.55 | 10.65
S-C30 | 1 |  | 2.4 |  | 3.1 | 7.44
S-C31 | 1 |  | 2.1 |  | 3.1 | 6.51
S-C32 | 1 |  | 2.4 |  | 3.1 | 7.44
S-C33 | 1 |  | 2.7 |  | 3.1 | 8.37
S-C34 | 1 |  | 1.8 |  | 3.1 | 5.58
S-C35 | 1 |  | 1.8 |  | 3.1 | 5.58
S-C36 | 1 |  | 1.8 |  | 3.1 | 5.58
S-C37 | 1 |  | 2.1 |  | 3.1 | 6.51
S-C38 | 1 |  | 1.8 |  | 3.1 | 5.58
S-C39 | 1 |  | 1.8 |  | 3.1 | 5.58
S-C40 | 1 |  | 1.8 |  | 3.1 | 5.58
XS-C42 | 1 |  | 2.1 |  | 3.55 | 7.455
XS-C43 | 1 |  | 2.4 |  | 3.55 | 8.52
S-C43 | 1 |  | 2.4 |  | 3.55 | 8.52
S-C44 | 1 |  | 1.95 |  | 3.55 | 6.9225
S-C45 | 1 |  | 1.95 |  | 3.55 | 6.9225
S-C46 | 1 |  | 2.4 |  | 3.55 | 8.52
S-C47 | 1 |  | 2.1 |  | 3.55 | 7.455
S-C48 | 1 |  | 3.142 | 0.6 | 3.55 | 6.6925
S-C49 | 1 |  | 3.142 | 0.6 | 3.55 | 6.6925
S-C50 | 1 |  | 3.142 | 0.6 | 3.55 | 6.6925
S-C51 | 1 |  | 3.142 | 0.6 | 3.55 | 6.6925
S-C52 | 1 |  | 3.142 | 0.6 | 3.55 | 6.6925
S-C53 | 1 |  | 1.8 |  | 3.55 | 6.39
S-C54 | 1 |  | 1.8 |  | 3.55 | 6.39
S-C55 | 1 |  | 1.8 |  | 3.55 | 6.39
S-C57 | 1 |  | 2.4 |  | 3.55 | 8.52
S-C58 | 1 |  | 2.4 |  | 3.55 | 8.52
S-C59 | 1 |  | 1.8 |  | 3.55 | 6.39
S-C60 | 1 |  | 2.4 |  | 3.55 | 8.52
S-C61 | 1 |  | 2.4 |  | 3.55 | 8.52
S-C62 | 1 |  | 2.4 |  | 3.55 | 8.52
S-C63 | 1 |  | 2.4 |  | 3.55 | 8.52
S-C64 | 1 |  | 1.8 |  | 3.55 | 6.39
S-C65 | 1 |  | 1.8 |  | 3.55 | 6.39
S-C69 | 1 |  | 1.8 |  | 3.55 | 6.39
S-C71 | 1 |  | 2.7 |  | 3.55 | 9.585
S-C72 | 1 |  | 2.7 |  | 3.55 | 9.585
S-C73 | 1 |  | 3 |  | 3.55 | 10.65
S-C74 | 1 |  | 3 |  | 3.55 | 10.65
S-C75 | 1 |  | 1.8 |  | 3.55 | 6.39
S-C76 | 1 |  | 2.1 |  | 3.55 | 7.455
S-C77 | 1 |  | 2.1 |  | 3.55 | 7.455
S-C78 | 1 |  | 2.1 |  | 3.55 | 7.455
S-C79 | 1 |  | 3.6 |  | 3.55 | 12.78
S-C80 | 1 |  | 3.6 |  | 3.55 | 12.78
S-C83 | 1 |  | 2.4 |  | 3.55 | 8.52
S-C84 | 1 |  | 2.7 |  | 3.55 | 9.585
S-C85 | 1 |  | 2.7 |  | 3.55 | 9.585
S-C86 | 1 |  | 2.7 |  | 3.55 | 9.585
S-C87 | 1 |  | 2.7 |  | 3.55 | 9.585
S-C88 | 1 |  | 2.7 |  | 3.55 | 9.585
S-C89 | 1 |  | 2.4 |  | 3.55 | 8.52
S-C90 | 1 |  | 2.7 |  | 3.55 | 9.585
S-C91 | 1 |  | 1.8 |  | 3.55 | 6.39
S-C92 | 1 |  | 3.142 | 0.45 | 3.55 | 5.0193
S-C93 | 1 |  | 1.8 |  | 3.55 | 6.39
646.0266
SF to TF
S-C1 | 1 |  | 2.1 |  | 3.1 | 6.51
S-C3 | 1 |  | 1.8 |  | 3.55 | 6.39
S-C4 | 1 |  | 1.8 |  | 3.55 | 6.39
S-C5 | 1 |  | 1.8 |  | 3.55 | 6.39
S-C6 | 1 |  | 1.8 |  | 3.55 | 6.39
S-C7 | 1 |  | 1.8 |  | 3.55 | 6.39
S-C8 | 1 |  | 1.8 |  | 3.55 | 6.39
S-C9 | 1 |  | 1.8 |  | 3.55 | 6.39
S-C10 | 1 |  | 1.8 |  | 3.55 | 6.39
S-C11 | 1 |  | 1.8 |  | 3.55 | 6.39
S-C12 | 1 |  | 1.8 |  | 3.55 | 6.39
S-C13 | 1 |  | 1.8 |  | 3.55 | 6.39
S-C14 | 1 |  | 1.8 |  | 3.55 | 6.39
S-C15 | 1 |  | 2.7 |  | 3.55 | 9.585
S-C16 | 1 |  | 2.7 |  | 3.55 | 9.585
S-C17 | 1 |  | 1.8 |  | 3.55 | 6.39
S-C18 | 1 |  | 1.8 |  | 3.55 | 6.39
S-C19 | 1 |  | 1.8 |  | 3.55 | 6.39
S-C20 | 1 |  | 1.8 |  | 3.55 | 6.39
S-C21 | 1 |  | 1.8 |  | 3.55 | 6.39
S-C22 | 1 |  | 2.7 |  | 3.55 | 9.585
S-C23 | 1 |  | 2.1 |  | 3.55 | 7.455
S-C24 | 1 |  | 2.4 |  | 3.55 | 8.52
S-C25 | 1 |  | 2.1 |  | 3.55 | 7.455
S-C26 | 1 |  | 1.8 |  | 3.55 | 6.39
S-C27 | 1 |  | 1.8 |  | 3.55 | 6.39
S-C28 | 1 |  | 1.8 |  | 3.55 | 6.39
S-C29 | 1 |  | 3 |  | 3.55 | 10.65
S-C30 | 1 |  | 2.4 |  | 3.1 | 7.44
S-C31 | 1 |  | 2.1 |  | 3.1 | 6.51
S-C32 | 1 |  | 2.4 |  | 3.1 | 7.44
S-C33 | 1 |  | 2.7 |  | 3.1 | 8.37
S-C34 | 1 |  | 1.8 |  | 3.1 | 5.58
S-C35 | 1 |  | 1.8 |  | 3.1 | 5.58
S-C36 | 1 |  | 1.8 |  | 3.1 | 5.58
S-C37 | 1 |  | 2.1 |  | 3.1 | 6.51
S-C38 | 1 |  | 1.8 |  | 3.1 | 5.58
S-C39 | 1 |  | 1.8 |  | 3.1 | 5.58
S-C40 | 1 |  | 1.8 |  | 3.1 | 5.58
XS-C42 | 1 |  | 2.1 |  | 3.55 | 7.455
XS-C43 | 1 |  | 2.4 |  | 3.55 | 8.52
S-C43 | 1 |  | 2.4 |  | 3.55 | 8.52
S-C44 | 1 |  | 1.95 |  | 3.55 | 6.9225
S-C45 | 1 |  | 1.95 |  | 3.55 | 6.9225
S-C46 | 1 |  | 2.4 |  | 3.55 | 8.52
S-C47 | 1 |  | 2.1 |  | 3.55 | 7.455
S-C48 | 1 |  | 3.142 | 0.6 | 3.55 | 6.6925
S-C49 | 1 |  | 3.142 | 0.6 | 3.55 | 6.6925
S-C50 | 1 |  | 3.142 | 0.6 | 3.55 | 6.6925
S-C51 | 1 |  | 3.142 | 0.6 | 3.55 | 6.6925
S-C52 | 1 |  | 3.142 | 0.6 | 3.55 | 6.6925
S-C53 | 1 |  | 1.8 |  | 3.55 | 6.39
S-C54 | 1 |  | 1.8 |  | 3.55 | 6.39
S-C55 | 1 |  | 1.8 |  | 3.55 | 6.39
S-C58 | 1 |  | 2.4 |  | 3.55 | 8.52
S-C60 | 1 |  | 2.4 |  | 3.55 | 8.52
S-C61 | 1 |  | 2.4 |  | 3.55 | 8.52
S-C62 | 1 |  | 2.4 |  | 3.55 | 8.52
S-C63 | 1 |  | 2.4 |  | 3.55 | 8.52
S-C64 | 1 |  | 1.8 |  | 3.55 | 6.39
S-C65 | 1 |  | 1.8 |  | 3.55 | 6.39
S-C75 | 1 |  | 1.8 |  | 3.55 | 6.39
S-C76 | 1 |  | 2.1 |  | 3.55 | 7.455
S-C77 | 1 |  | 2.1 |  | 3.55 | 7.455
S-C78 | 1 |  | 2.1 |  | 3.55 | 7.455
S-C79 | 1 |  | 3.6 |  | 3.55 | 12.78
S-C80 | 1 |  | 3.6 |  | 3.55 | 12.78
S-C83 | 1 |  | 2.4 |  | 3.55 | 8.52
S-C84 | 1 |  | 2.7 |  | 3.55 | 9.585
S-C85 | 1 |  | 2.7 |  | 3.55 | 9.585
S-C86 | 1 |  | 2.7 |  | 3.55 | 9.585
S-C87 | 1 |  | 2.7 |  | 3.55 | 9.585
S-C88 | 1 |  | 2.7 |  | 3.55 | 9.585
S-C89 | 1 |  | 2.4 |  | 3.55 | 8.52
S-C91 | 1 |  | 1.8 |  | 3.55 | 6.39
S-C92 | 1 |  | 3.142 | 0.45 | 3.55 | 5.0193
S-C93 | 1 |  | 1.8 |  | 3.55 | 6.39
566.3016
Above Thirdfloor
S-C1 | 1 |  | 2.1 |  | 1.29 | 2.709
S-C3 | 1 |  | 1.8 |  | 2.6 | 4.68
S-C4 | 1 |  | 1.8 |  | 2.6 | 4.68
S-C5 | 1 |  | 1.8 |  | 2.6 | 4.68
S-C6 | 1 |  | 1.8 |  | 1.29 | 2.322
S-C7 | 1 |  | 1.8 |  | 1.29 | 2.322
S-C8 | 1 |  | 1.8 |  | 1.29 | 2.322
S-C9 | 1 |  | 1.8 |  | 1.29 | 2.322
S-C10 | 1 |  | 1.8 |  | 1.29 | 2.322
S-C11 | 1 |  | 1.8 |  | 1.29 | 2.322
S-C12 | 1 |  | 1.8 |  | 1.29 | 2.322
S-C13 | 1 |  | 1.8 |  | 1.29 | 2.322
S-C14 | 1 |  | 1.8 |  | 1.29 | 2.322
S-C15 | 1 |  | 2.7 |  | 1.29 | 3.483
S-C16 | 1 |  | 2.7 |  | 1.29 | 3.483
S-C17 | 1 |  | 1.8 |  | 1.29 | 2.322
S-C18 | 1 |  | 1.8 |  | 1.29 | 2.322
S-C19 | 1 |  | 1.8 |  | 1.29 | 2.322
S-C20 | 1 |  | 1.8 |  | 1.29 | 2.322
S-C21 | 1 |  | 1.8 |  | 1.29 | 2.322
S-C22 | 1 |  | 2.7 |  | 1.29 | 3.483
S-C23 | 1 |  | 2.1 |  | 1.29 | 2.709
S-C24 | 1 |  | 2.4 |  | 1.29 | 3.096
S-C25 | 1 |  | 2.1 |  | 1.29 | 2.709
S-C26 | 1 |  | 1.8 |  | 1.29 | 2.322
S-C27 | 1 |  | 1.8 |  | 1.29 | 2.322
S-C28 | 1 |  | 1.8 |  | 1.29 | 2.322
S-C29 | 1 |  | 3 |  | 1.29 | 3.87
S-C30 | 1 |  | 2.4 |  | 1.29 | 3.096
S-C31 | 1 |  | 2.1 |  | 1.29 | 2.709
S-C32 | 1 |  | 2.4 |  | 1.29 | 3.096
S-C33 | 1 |  | 2.7 |  | 1.29 | 3.483
S-C34 | 1 |  | 1.8 |  | 1.29 | 2.322
S-C35 | 1 |  | 1.8 |  | 1.29 | 2.322
S-C36 | 1 |  | 1.8 |  | 1.29 | 2.322
S-C37 | 1 |  | 2.1 |  | 1.29 | 2.709
S-C38 | 1 |  | 1.8 |  | 1.29 | 2.322
S-C39 | 1 |  | 1.8 |  | 1.29 | 2.322
S-C40 | 1 |  | 1.8 |  | 1.29 | 2.322
XS-C42 | 1 |  | 2.1 |  | 2.6 | 5.46
XS-C43 | 1 |  | 2.4 |  | 2.6 | 6.24
S-C43 | 1 |  | 2.4 |  | 2.6 | 6.24
S-C44 | 1 |  | 1.95 |  | 1.29 | 2.5155
S-C45 | 1 |  | 1.95 |  | 1.29 | 2.5155
S-C46 | 1 |  | 2.4 |  | 1.29 | 3.096
S-C47 | 1 |  | 2.1 |  | 1.29 | 2.709
S-C48 | 1 |  | 3.142 | 0.6 | 1.29 | 2.4319
S-C49 | 1 |  | 3.142 | 0.6 | 1.29 | 2.4319
S-C50 | 1 |  | 3.142 | 0.6 | 1.29 | 2.4319
S-C51 | 1 |  | 3.142 | 0.6 | 1.29 | 2.4319
S-C52 | 1 |  | 3.142 | 0.6 | 1.29 | 2.4319
S-C53 | 1 |  | 1.8 |  | 1.29 | 2.322
S-C54 | 1 |  | 1.8 |  | 1.29 | 2.322
S-C55 | 1 |  | 1.8 |  | 1.29 | 2.322
S-C58 | 1 |  | 2.4 |  | 1.29 | 3.096
S-C60 | 1 |  | 2.4 |  | 1.29 | 3.096
S-C61 | 1 |  | 2.4 |  | 1.29 | 3.096
S-C62 | 1 |  | 2.4 |  | 1.29 | 3.096
S-C63 | 1 |  | 2.4 |  | 1.29 | 3.096
S-C64 | 1 |  | 1.8 |  | 1.29 | 2.322
S-C65 | 1 |  | 1.8 |  | 1.29 | 2.322
S-C75 | 1 |  | 1.8 |  | 1.29 | 2.322
S-C76 | 1 |  | 2.1 |  | 1.29 | 2.709
S-C77 | 1 |  | 2.1 |  | 1.29 | 2.709
S-C78 | 1 |  | 2.1 |  | 1.29 | 2.709
S-C79 | 1 |  | 3.6 |  | 1.29 | 4.644
S-C80 | 1 |  | 3.6 |  | 1.29 | 4.644
S-C83 | 1 |  | 2.4 |  | 1.29 | 3.096
S-C84 | 1 |  | 2.7 |  | 1.29 | 3.483
S-C85 | 1 |  | 2.7 |  | 1.29 | 3.483
S-C86 | 1 |  | 2.7 |  | 1.29 | 3.483
S-C87 | 1 |  | 2.7 |  | 1.29 | 3.483
S-C88 | 1 |  | 2.7 |  | 1.29 | 3.483
S-C89 | 1 |  | 2.4 |  | 1.29 | 3.096
S-C91 | 1 |  | 1.8 |  | 1.29 | 2.322
S-C92 | 1 |  | 3.142 | 0.45 | 1.29 | 1.8239
S-C93 | 1 |  | 1.8 |  | 1.29 | 2.322
225.9185
GH | [5 empty] | 2439.7402
GF to FF
G-C1 | 1 |  | 1.8 |  | 3.45 | 6.21
G-C2 | 1 |  | 1.8 |  | 3.45 | 6.21
G-C3 | 1 |  | 1.8 |  | 3.45 | 6.21
G-C4 | 1 |  | 2.1 |  | 3.45 | 7.245
G-C5 | 1 |  | 1.8 |  | 3.45 | 6.21
G-C6 | 1 |  | 1.8 |  | 3.45 | 6.21
G-C7 | 1 |  | 1.8 |  | 3.45 | 6.21
G-C8 | 1 |  | 1.8 |  | 3.45 | 6.21
G-C9 | 1 |  | 1.8 |  | 3.45 | 6.21
G-C10 | 1 |  | 1.8 |  | 3.45 | 6.21
G-C11 | 1 |  | 1.8 |  | 3.45 | 6.21
G-C12 | 1 |  | 1.8 |  | 3.45 | 6.21
G-C13 | 1 |  | 1.8 |  | 3.45 | 6.21
G-C14 | 1 |  | 1.8 |  | 3.45 | 6.21
G-C15 | 1 |  | 1.8 |  | 3.45 | 6.21
G-C16 | 1 |  | 2.1 |  | 3.45 | 7.245
G-C17 | 1 |  | 2.1 |  | 3.45 | 7.245
G-C18 | 1 |  | 2.1 |  | 3.45 | 7.245
G-C19 | 1 |  | 1.8 |  | 3.45 | 6.21
G-C20 | 1 |  | 2.1 |  | 3.45 | 7.245
G-C21 | 1 |  | 2.7 |  | 3.45 | 9.315
G-C22 | 1 |  | 2.4 |  | 3.45 | 8.28
G-C23 | 1 |  | 1.8 |  | 3.45 | 6.21
G-C24 | 1 |  | 2.1 |  | 3.45 | 7.245
G-C25 | 1 |  | 1.8 |  | 3.45 | 6.21
G-C26 | 1 |  | 1.8 |  | 3.45 | 6.21
G-C27 | 1 |  | 1.8 |  | 3.45 | 6.21
G-C28 | 1 |  | 1.8 |  | 3.45 | 6.21
G-C29 | 1 |  | 1.8 |  | 3.45 | 6.21
G-C30 | 1 |  | 2.1 |  | 3.45 | 7.245
G-C31 | 1 |  | 1.8 |  | 3.45 | 6.21
G-C32 | 1 |  | 2.4 |  | 3.45 | 8.28
G-C33 | 1 |  | 2.1 |  | 3.45 | 7.245
G-C34 | 1 |  | 1.8 |  | 3.45 | 6.21
G-C35 | 1 |  | 1.8 |  | 3.45 | 6.21
G-C36 | 1 |  | 2.7 |  | 3.45 | 9.315
G-C37 | 1 |  | 1.8 |  | 3.45 | 6.21
G-C38 | 1 |  | 2.1 |  | 3.45 | 7.245
G-C39 | 1 |  | 2.1 |  | 3.45 | 7.245
G-C40 | 1 |  | 1.8 |  | 3.45 | 6.21
G-C41 | 1 |  | 2.1 |  | 3.45 | 7.245
G-C42 | 1 |  | 1.8 |  | 3.45 | 6.21
G-C43 | 1 |  | 2.4 |  | 3.45 | 8.28
G-C44 | 1 |  | 2.4 |  | 3.45 | 8.28
G-C45 | 1 |  | 2.1 |  | 3.45 | 7.245
G-C46 | 1 |  | 2.4 |  | 3.45 | 8.28
G-C47 | 1 |  | 2.1 |  | 3.45 | 7.245
G-C48 | 1 |  | 2.1 |  | 3.45 | 7.245
G-C49 | 1 |  | 2.1 |  | 3.45 | 7.245
G-C50 | 1 |  | 2.4 |  | 3.45 | 8.28
G-C51 | 1 |  | 2.4 |  | 3.45 | 8.28
G-C52 | 1 |  | 2.4 |  | 3.45 | 8.28
G-C53 | 1 |  | 3.142 | 0.6 | 3.45 | 6.5039
G-C54 | 1 |  | 2.4 |  | 3.45 | 8.28
G-C55 | 1 |  | 2.4 |  | 3.45 | 8.28
G-C56 | 1 |  | 2.4 |  | 3.45 | 8.28
G-C57 | 1 |  | 2.4 |  | 3.45 | 8.28
G-C58 | 1 |  | 2.4 |  | 3.45 | 8.28
G-C59 | 1 |  | 2.4 |  | 3.45 | 8.28
G-C60 | 1 |  | 1.8 |  | 3.45 | 6.21
G-C61 | 2 |  | 2.1 |  | 3.45 | 14.49
438.0989
FF to SF-GH
G-C1 | 1 |  | 1.8 |  | 3.45 | 6.21
G-C2 | 1 |  | 1.8 |  | 3.45 | 6.21
G-C3 | 1 |  | 1.8 |  | 3.45 | 6.21
G-C4 | 1 |  | 2.1 |  | 3.45 | 7.245
G-C5 | 1 |  | 1.8 |  | 3.45 | 6.21
G-C6 | 1 |  | 1.8 |  | 3.45 | 6.21
G-C7 | 1 |  | 1.8 |  | 3.45 | 6.21
G-C8 | 1 |  | 1.8 |  | 3.45 | 6.21
G-C9 | 1 |  | 1.8 |  | 3.45 | 6.21
G-C10 | 1 |  | 1.8 |  | 3.45 | 6.21
G-C11 | 1 |  | 1.8 |  | 3.45 | 6.21
G-C12 | 1 |  | 1.8 |  | 3.45 | 6.21
G-C13 | 1 |  | 1.8 |  | 3.45 | 6.21
G-C14 | 1 |  | 1.8 |  | 3.45 | 6.21
G-C15 | 1 |  | 1.8 |  | 3.45 | 6.21
G-C16 | 1 |  | 2.1 |  | 3.45 | 7.245
G-C17 | 1 |  | 2.1 |  | 3.45 | 7.245
G-C18 | 1 |  | 2.1 |  | 3.45 | 7.245
G-C19 | 1 |  | 1.8 |  | 3.45 | 6.21
G-C20 | 1 |  | 2.1 |  | 3.45 | 7.245
G-C21 | 1 |  | 2.7 |  | 3.45 | 9.315
G-C22 | 1 |  | 2.4 |  | 3.45 | 8.28
G-C23 | 1 |  | 1.8 |  | 3.45 | 6.21
G-C24 | 1 |  | 2.1 |  | 3.45 | 7.245
G-C25 | 1 |  | 1.8 |  | 3.45 | 6.21
G-C26 | 1 |  | 1.8 |  | 3.45 | 6.21
G-C27 | 1 |  | 1.8 |  | 3.45 | 6.21
G-C28 | 1 |  | 1.8 |  | 3.45 | 6.21
G-C29 | 1 |  | 1.8 |  | 3.45 | 6.21
G-C30 | 1 |  | 2.1 |  | 3.45 | 7.245
G-C31 | 1 |  | 1.8 |  | 3.45 | 6.21
G-C32 | 1 |  | 2.4 |  | 3.45 | 8.28
G-C33 | 1 |  | 2.1 |  | 3.45 | 7.245
G-C34 | 1 |  | 1.8 |  | 3.45 | 6.21
G-C35 | 1 |  | 1.8 |  | 3.45 | 6.21
G-C36 | 1 |  | 2.7 |  | 3.45 | 9.315
G-C37 | 1 |  | 1.8 |  | 3.45 | 6.21
G-C38 | 1 |  | 2.1 |  | 3.45 | 7.245
G-C39 | 1 |  | 2.1 |  | 3.45 | 7.245
G-C40 | 1 |  | 1.8 |  | 3.45 | 6.21
G-C41 | 1 |  | 2.1 |  | 3.45 | 7.245
G-C42 | 1 |  | 1.8 |  | 3.45 | 6.21
G-C43 | 1 |  | 2.4 |  | 3.45 | 8.28
G-C44 | 1 |  | 2.4 |  | 3.45 | 8.28
G-C45 | 1 |  | 2.1 |  | 3.45 | 7.245
G-C46 | 1 |  | 2.4 |  | 3.45 | 8.28
G-C47 | 1 |  | 2.1 |  | 3.45 | 7.245
G-C48 | 1 |  | 2.1 |  | 3.45 | 7.245
G-C49 | 1 |  | 2.1 |  | 3.45 | 7.245
G-C50 | 1 |  | 2.4 |  | 3.45 | 8.28
G-C51 | 1 |  | 2.4 |  | 3.45 | 8.28
G-C52 | 1 |  | 2.4 |  | 3.45 | 8.28
G-C53 | 1 |  | 3.142 | 0.6 | 3.45 | 6.5039
G-C54 | 1 |  | 2.4 |  | 3.45 | 8.28
G-C55 | 1 |  | 2.4 |  | 3.45 | 8.28
G-C56 | 1 |  | 2.4 |  | 3.45 | 8.28
G-C57 | 1 |  | 2.4 |  | 3.45 | 8.28
G-C58 | 1 |  | 2.4 |  | 3.45 | 8.28
G-C59 | 1 |  | 2.4 |  | 3.45 | 8.28
G-C60 | 1 |  | 1.8 |  | 3.45 | 6.21
G-C61 | 2 |  | 2.1 |  | 3.45 | 14.49
438.0989
SF to TF
G-C1 | 1 |  | 1.8 |  | 3.45 | 6.21
G-C2 | 1 |  | 1.8 |  | 3.45 | 6.21
G-C3 | 1 |  | 1.8 |  | 3.45 | 6.21
G-C4 | 1 |  | 2.1 |  | 3.45 | 7.245
G-C5 | 1 |  | 1.8 |  | 3.45 | 6.21
G-C6 | 1 |  | 1.8 |  | 3.45 | 6.21
G-C7 | 1 |  | 1.8 |  | 3.45 | 6.21
G-C8 | 1 |  | 1.8 |  | 3.45 | 6.21
G-C9 | 1 |  | 1.8 |  | 3.45 | 6.21
G-C10 | 1 |  | 1.8 |  | 3.45 | 6.21
G-C11 | 1 |  | 1.8 |  | 3.45 | 6.21
G-C12 | 1 |  | 1.8 |  | 3.45 | 6.21
G-C13 | 1 |  | 1.8 |  | 3.45 | 6.21
G-C14 | 1 |  | 1.8 |  | 3.45 | 6.21
G-C15 | 1 |  | 1.8 |  | 3.45 | 6.21
G-C16 | 1 |  | 2.1 |  | 3.45 | 7.245
G-C17 | 1 |  | 2.1 |  | 3.45 | 7.245
G-C18 | 1 |  | 2.1 |  | 3.45 | 7.245
G-C19 | 1 |  | 1.8 |  | 3.45 | 6.21
G-C20 | 1 |  | 2.1 |  | 3.45 | 7.245
G-C21 | 1 |  | 2.7 |  | 3.45 | 9.315
G-C22 | 1 |  | 2.4 |  | 3.45 | 8.28
G-C23 | 1 |  | 1.8 |  | 3.45 | 6.21
G-C24 | 1 |  | 2.1 |  | 3.45 | 7.245
G-C25 | 1 |  | 1.8 |  | 3.45 | 6.21
G-C26 | 1 |  | 1.8 |  | 3.45 | 6.21
G-C27 | 1 |  | 1.8 |  | 3.45 | 6.21
G-C28 | 1 |  | 1.8 |  | 3.45 | 6.21
G-C29 | 1 |  | 1.8 |  | 3.45 | 6.21
G-C30 | 1 |  | 2.1 |  | 3.45 | 7.245
G-C31 | 1 |  | 1.8 |  | 3.45 | 6.21
G-C32 | 1 |  | 2.4 |  | 3.45 | 8.28
G-C33 | 1 |  | 2.1 |  | 3.45 | 7.245
G-C34 | 1 |  | 1.8 |  | 3.45 | 6.21
G-C35 | 1 |  | 1.8 |  | 3.45 | 6.21
G-C36 | 1 |  | 2.7 |  | 3.45 | 9.315
G-C37 | 1 |  | 1.8 |  | 3.45 | 6.21
G-C38 | 1 |  | 2.1 |  | 3.45 | 7.245
G-C39 | 1 |  | 2.1 |  | 3.45 | 7.245
G-C40 | 1 |  | 1.8 |  | 3.45 | 6.21
G-C42 | 1 |  | 1.8 |  | 3.45 | 6.21
G-C43 | 1 |  | 2.4 |  | 3.45 | 8.28
G-C44 | 1 |  | 2.4 |  | 3.45 | 8.28
G-C45 | 1 |  | 2.1 |  | 3.45 | 7.245
G-C46 | 1 |  | 2.4 |  | 3.45 | 8.28
G-C47 | 1 |  | 2.1 |  | 3.45 | 7.245
G-C48 | 1 |  | 2.1 |  | 3.45 | 7.245
G-C49 | 1 |  | 2.1 |  | 3.45 | 7.245
G-C50 | 1 |  | 2.4 |  | 3.45 | 8.28
G-C51 | 1 |  | 2.4 |  | 3.45 | 8.28
G-C53 | 1 |  | 3.142 | 0.6 | 3.45 | 6.5039
G-C54 | 1 |  | 2.4 |  | 3.45 | 8.28
G-C55 | 1 |  | 2.4 |  | 3.45 | 8.28
G-C56 | 1 |  | 2.4 |  | 3.45 | 8.28
G-C57 | 1 |  | 2.4 |  | 3.45 | 8.28
G-C58 | 1 |  | 2.4 |  | 3.45 | 8.28
G-C59 | 1 |  | 2.4 |  | 3.45 | 8.28
G-C60 | 1 |  | 1.8 |  | 3.45 | 6.21
G-C61 | 2 |  | 2.1 |  | 3.45 | 14.49
422.5739
TF to Fourth Floor
G-C1 | 1 |  | 1.8 |  | 3.45 | 6.21
G-C2 | 1 |  | 1.8 |  | 3.45 | 6.21
G-C3 | 1 |  | 1.8 |  | 3.45 | 6.21
G-C4 | 1 |  | 2.1 |  | 3.45 | 7.245
G-C5 | 1 |  | 1.8 |  | 3.45 | 6.21
G-C6 | 1 |  | 1.8 |  | 3.45 | 6.21
G-C7 | 1 |  | 1.8 |  | 3.45 | 6.21
G-C8 | 1 |  | 1.8 |  | 3.45 | 6.21
G-C9 | 1 |  | 1.8 |  | 3.45 | 6.21
G-C10 | 1 |  | 1.8 |  | 3.45 | 6.21
G-C11 | 1 |  | 1.8 |  | 3.45 | 6.21
G-C12 | 1 |  | 1.8 |  | 3.45 | 6.21
G-C13 | 1 |  | 1.8 |  | 3.45 | 6.21
G-C14 | 1 |  | 1.8 |  | 3.45 | 6.21
G-C15 | 1 |  | 1.8 |  | 3.45 | 6.21
G-C16 | 1 |  | 2.1 |  | 3.45 | 7.245
G-C17 | 1 |  | 2.1 |  | 3.45 | 7.245
G-C18 | 1 |  | 2.1 |  | 3.45 | 7.245
G-C19 | 1 |  | 1.8 |  | 3.45 | 6.21
G-C20 | 1 |  | 2.1 |  | 3.45 | 7.245
G-C21 | 1 |  | 2.7 |  | 3.45 | 9.315
G-C22 | 1 |  | 2.4 |  | 3.45 | 8.28
G-C23 | 1 |  | 1.8 |  | 3.45 | 6.21
G-C24 | 1 |  | 2.1 |  | 3.45 | 7.245
G-C25 | 1 |  | 1.8 |  | 3.45 | 6.21
G-C26 | 1 |  | 1.8 |  | 3.45 | 6.21
G-C27 | 1 |  | 1.8 |  | 3.45 | 6.21
G-C28 | 1 |  | 1.8 |  | 3.45 | 6.21
G-C29 | 1 |  | 1.8 |  | 3.45 | 6.21
G-C30 | 1 |  | 2.1 |  | 3.45 | 7.245
G-C31 | 1 |  | 1.8 |  | 3.45 | 6.21
G-C32 | 1 |  | 2.4 |  | 3.45 | 8.28
G-C33 | 1 |  | 2.1 |  | 3.45 | 7.245
G-C34 | 1 |  | 1.8 |  | 3.45 | 6.21
G-C35 | 1 |  | 1.8 |  | 3.45 | 6.21
G-C36 | 1 |  | 2.7 |  | 3.45 | 9.315
G-C37 | 1 |  | 1.8 |  | 3.45 | 6.21
G-C38 | 1 |  | 2.1 |  | 3.45 | 7.245
G-C39 | 1 |  | 2.1 |  | 3.45 | 7.245
G-C40 | 1 |  | 1.8 |  | 3.45 | 6.21
G-C42 | 1 |  | 1.8 |  | 3.45 | 6.21
G-C43 | 1 |  | 2.4 |  | 3.45 | 8.28
G-C44 | 1 |  | 2.4 |  | 3.45 | 8.28
G-C45 | 1 |  | 2.1 |  | 3.45 | 7.245
G-C46 | 1 |  | 2.4 |  | 3.45 | 8.28
G-C47 | 1 |  | 2.1 |  | 3.45 | 7.245
G-C48 | 1 |  | 2.1 |  | 3.45 | 7.245
G-C49 | 1 |  | 2.1 |  | 3.45 | 7.245
G-C50 | 1 |  | 2.4 |  | 3.45 | 8.28
G-C51 | 1 |  | 2.4 |  | 3.45 | 8.28
G-C53 | 1 |  | 3.142 | 0.6 | 3.45 | 6.5039
G-C54 | 1 |  | 2.4 |  | 3.45 | 8.28
G-C55 | 1 |  | 2.4 |  | 3.45 | 8.28
G-C56 | 1 |  | 2.4 |  | 3.45 | 8.28
G-C57 | 1 |  | 2.4 |  | 3.45 | 8.28
G-C58 | 1 |  | 2.4 |  | 3.45 | 8.28
G-C59 | 1 |  | 2.4 |  | 3.45 | 8.28
G-C60 | 1 |  | 1.8 |  | 3.45 | 6.21
G-C61 | 2 |  | 2.1 |  | 3.45 | 14.49
422.5739
1721.3458
DI-GF
DC-19 | 1 |  | 3.142 | 0.45 | 3.45 | 4.878
DC-20 | 1 |  | 1.8 |  | 3.45 | 6.21
DC-21 | 1 |  | 1.8 |  | 3.45 | 6.21
DC-22 | 2 |  | 2.4 |  | 3.45 | 16.56
DC-23 | 1 |  | 2.1 |  | 3.45 | 7.245
DC-24 | 1 |  | 1.8 |  | 3.45 | 6.21
DC-26 | 1 |  | 1.8 |  | 3.45 | 6.21
DC-27 | 1 |  | 1.8 |  | 3.45 | 6.21
DC-29 | 1 |  | 2.1 |  | 3.45 | 7.245
DC-30 | 1 |  | 2.4 |  | 3.45 | 8.28
DC-32 | 1 |  | 2.7 |  | 3.45 | 9.315
DC-34 | 1 |  | 2.7 |  | 3.45 | 9.315
DC-35 | 1 |  | 2.7 |  | 3.45 | 9.315
DC-36 | 1 |  | 2.4 |  | 3.45 | 8.28
DC-37 | 1 |  | 2.4 |  | 3.45 | 8.28
DC-38 | 1 |  | 2.4 |  | 3.45 | 8.28
DC-39 | 1 |  | 2.4 |  | 3.45 | 8.28
DC-40 | 1 |  | 2.4 |  | 3.45 | 8.28
DC-41 | 1 |  | 2.4 |  | 3.45 | 8.28
DC-44 | 1 |  | 3.142 | 0.45 | 3.45 | 4.878
DC-45 | 1 |  | 2.4 |  | 3.45 | 8.28
DC-48 | 1 |  | 3.142 | 0.45 | 3.45 | 4.878
DC-49 | 1 |  | 2.4 |  | 3.45 | 8.28
DC-50 | 1 |  | 2.1 |  | 3.45 | 7.245
DC-54 | 1 |  | 2.1 |  | 3.45 | 7.245
DC-55 | 1 |  | 2.4 |  | 3.45 | 8.28
DC-56 | 1 |  | 2.4 |  | 3.45 | 8.28
DC-57 | 1 |  | 2.4 |  | 3.45 | 8.28
DC-58 | 1 |  | 2.4 |  | 3.45 | 8.28
DC-59 | 1 |  | 2.4 |  | 3.45 | 8.28
DC-60 | 1 |  | 2.4 |  | 3.45 | 8.28
243.3689
DI -Ffto SF
DI
DC-7 | 1 |  | 2.4 |  | 3.45 | 8.28
DC-10 | 2 |  | 2.4 |  | 3.45 | 16.56
DC-13 | 2 |  | 2.7 |  | 3.45 | 18.63
DC-18 | 1 |  | 2.4 |  | 3.45 | 8.28
DC-25 | 2 |  | 2.7 |  | 3.45 | 18.63
XDC-25 | 2 |  | 2.4 |  | 3.45 | 16.56
DC-28 | 1 |  | 2.7 |  | 3.45 | 9.315
DC-31 | 1 |  | 2.7 |  | 3.45 | 9.315
DC-33 | 1 |  | 2.7 |  | 3.45 | 9.315
DC-42 | 1 |  | 2.7 |  | 3.45 | 9.315
DC-43 | 1 |  | 2.7 |  | 3.45 | 9.315
DC-46 | 1 |  | 2.7 |  | 3.45 | 9.315
DC-47 | 1 |  | 2.7 |  | 3.45 | 9.315
DC-51 | 1 |  | 2.4 |  | 3.45 | 8.28
DC-52 | 1 |  | 2.4 |  | 3.45 | 8.28
DC-53 | 1 |  | 2.4 |  | 3.45 | 8.28
DC-20 | 1 |  | 1.8 |  | 3.45 | 6.21
DC-21 | 1 |  | 1.8 |  | 3.45 | 6.21
DC-22 | 2 |  | 2.4 |  | 3.45 | 16.56
DC-23 | 1 |  | 2.1 |  | 3.45 | 7.245
DC-24 | 1 |  | 1.8 |  | 3.45 | 6.21
DC-26 | 1 |  | 1.8 |  | 3.45 | 6.21
DC-27 | 1 |  | 1.8 |  | 3.45 | 6.21
DC-29 | 1 |  | 2.1 |  | 3.45 | 7.245
DC-30 | 1 |  | 2.4 |  | 3.45 | 8.28
DC-32 | 1 |  | 2.7 |  | 3.45 | 9.315
DC-34 | 1 |  | 2.7 |  | 3.45 | 9.315
DC-35 | 1 |  | 2.7 |  | 3.45 | 9.315
DC-36 | 1 |  | 2.4 |  | 3.45 | 8.28
DC-37 | 1 |  | 2.4 |  | 3.45 | 8.28
DC-38 | 1 |  | 2.4 |  | 3.45 | 8.28
DC-39 | 1 |  | 2.4 |  | 3.45 | 8.28
DC-40 | 1 |  | 2.4 |  | 3.45 | 8.28
DC-45 | 1 |  | 2.4 |  | 3.45 | 8.28
DC-49 | 1 |  | 2.4 |  | 3.45 | 8.28
DC-55 | 1 |  | 2.4 |  | 3.45 | 8.28
DC-56 | 1 |  | 2.4 |  | 3.45 | 8.28
DC-57 | 1 |  | 2.4 |  | 3.45 | 8.28
DC-58 | 1 |  | 2.4 |  | 3.45 | 8.28
DC-59 | 1 |  | 2.4 |  | 3.45 | 8.28
DC-60 | 1 |  | 2.4 |  | 3.45 | 8.28
382.95
SF to TF
DC-7 | 1 |  | 2.4 |  | 1.025 | 2.46
DC-10 | 2 |  | 2.4 |  | 1.025 | 4.92
DC-13 | 2 |  | 2.7 |  | 1.025 | 5.535
DC-18 | 1 |  | 2.4 |  | 1.025 | 2.46
DC-25 | 2 |  | 2.7 |  | 1.025 | 5.535
XDC-25 | 2 |  | 2.4 |  | 1.025 | 4.92
DC-28 | 1 |  | 2.7 |  | 1.025 | 2.7675
DC-31 | 1 |  | 2.7 |  | 1.025 | 2.7675
DC-33 | 1 |  | 2.7 |  | 1.025 | 2.7675
DC-42 | 1 |  | 2.7 |  | 1.025 | 2.7675
DC-43 | 1 |  | 2.7 |  | 1.025 | 2.7675
DC-46 | 1 |  | 2.7 |  | 1.025 | 2.7675
DC-47 | 1 |  | 2.7 |  | 1.025 | 2.7675
DC-51 | 1 |  | 2.4 |  | 1.025 | 2.46
DC-52 | 1 |  | 2.4 |  | 1.025 | 2.46
DC-53 | 1 |  | 2.4 |  | 1.025 | 2.46
DC-20 | 1 |  | 1.8 |  | 1.025 | 1.845
DC-21 | 1 |  | 1.8 |  | 1.025 | 1.845
DC-22 | 2 |  | 2.4 |  | 1.025 | 4.92
DC-23 | 1 |  | 2.1 |  | 1.025 | 2.1525
DC-24 | 1 |  | 1.8 |  | 1.025 | 1.845
DC-26 | 1 |  | 1.8 |  | 1.025 | 1.845
DC-27 | 1 |  | 1.8 |  | 1.025 | 1.845
DC-29 | 1 |  | 2.1 |  | 1.025 | 2.1525
DC-30 | 1 |  | 2.4 |  | 1.025 | 2.46
DC-32 | 1 |  | 2.7 |  | 1.025 | 2.7675
DC-34 | 1 |  | 2.7 |  | 1.025 | 2.7675
DC-35 | 1 |  | 2.7 |  | 1.025 | 2.7675
DC-36 | 1 |  | 2.4 |  | 1.025 | 2.46
DC-37 | 1 |  | 2.4 |  | 1.025 | 2.46
DC-38 | 1 |  | 2.4 |  | 1.025 | 2.46
DC-39 | 1 |  | 2.4 |  | 1.025 | 2.46
DC-40 | 1 |  | 2.4 |  | 1.025 | 2.46
DC-45 | 1 |  | 2.4 |  | 1.025 | 2.46
DC-49 | 1 |  | 2.4 |  | 1.025 | 2.46
DC-55 | 1 |  | 2.4 |  | 1.025 | 2.46
DC-56 | 1 |  | 2.4 |  | 1.025 | 2.46
DC-57 | 1 |  | 2.4 |  | 1.025 | 2.46
DC-58 | 1 |  | 2.4 |  | 1.025 | 2.46
DC-59 | 1 |  | 2.4 |  | 1.025 | 2.46
DC-60 | 1 |  | 2.4 |  | 1.025 | 2.46
113.775
740.0939
School Block
PB1 | 1 |  | 17.329 |  | 0.9 | 15.5961
| 1 |  | 3.887 |  | 0.9 | 3.4983
| 1 |  | 5.048 |  | 0.9 | 4.5432
| 1 |  | 14.183 |  | 0.9 | 12.7647
| 1 |  | 0.83 |  | 0.9 | 0.747
| 1 |  | 4.364 |  | 0.9 | 3.9276
| 1 |  | 6.671 |  | 0.9 | 6.0039
| 1 |  | 4.564 |  | 0.9 | 4.1076
| 1 |  | 2.796 |  | 0.9 | 2.5164
| 1 |  | 1.84 |  | 0.9 | 1.656
| 1 |  | 7.22 |  | 0.9 | 6.498
| 1 |  | 8.512 |  | 0.9 | 7.6608
| 1 |  | 9.06 |  | 0.9 | 8.154
| 1 |  | 11.917 |  | 0.9 | 10.7253
| 1 |  | 8.66 |  | 0.9 | 7.794
| 1 |  | 8.616 |  | 0.9 | 7.7544
| 1 |  | 8.36 |  | 0.9 | 7.524
| 1 |  | 11.447 |  | 0.9 | 10.3023
| 1 |  | 6.821 |  | 0.9 | 6.1389
| 1 |  | 8.011 |  | 0.9 | 7.2099
| 1 |  | 12.759 |  | 0.9 | 11.4831
| 1 |  | 11.348 |  | 0.9 | 10.2132
| 1 |  | 8.888 |  | 0.9 | 7.9992
| 1 |  | 17.456 |  | 0.9 | 15.7104
| 1 |  | 10.819 |  | 0.9 | 9.7371
| 1 |  | 1.476 |  | 0.9 | 1.3284
| 1 |  | 3.151 |  | 0.9 | 2.8359
| 1 |  | 1.95 |  | 0.9 | 1.755
| 1 |  | 2.2 |  | 0.9 | 1.98
| 1 |  | 2.27 |  | 0.9 | 2.043
| 1 |  | 4.35 |  | 0.9 | 3.915
| 1 |  | 4.05 |  | 0.9 | 3.645
| 1 |  | 22.184 |  | 0.9 | 19.9656
| 1 |  | 3.536 |  | 0.9 | 3.1824
| 1 |  | 17.405 |  | 0.9 | 15.6645
| 1 |  | 2.25 |  | 0.9 | 2.025
| 1 |  | 4.4 |  | 0.9 | 3.96
| 1 |  | 4.7 |  | 0.9 | 4.23
| 1 |  | 2.25 |  | 0.9 | 2.025
| 1 |  | 2.425 |  | 0.9 | 2.1825
| 1 |  | 2.325 |  | 0.9 | 2.0925
| 1 |  | 2.25 |  | 0.9 | 2.025
| 1 |  | 4.535 |  | 0.9 | 4.0815
| 1 |  | 28.5397 |  | 0.9 | 25.6857
| 1 |  | 3.096 |  | 0.9 | 2.7864
| 1 |  | 23.009 |  | 0.9 | 20.7081
| 1 |  | 7.236 |  | 0.9 | 6.5124
| 1 |  | 9.91 |  | 0.9 | 8.919
| 1 |  | 1.987 |  | 0.9 | 1.7883
| 1 |  | 1 |  | 0.9 | 0.9
| 1 |  | 3.707 |  | 0.9 | 3.3363
| 1 |  | 3.724 |  | 0.9 | 3.3516
| 1 |  | 1.3 |  | 0.9 | 1.17
| 1 |  | 4.274 |  | 0.9 | 3.8466
| 1 |  | 9.51 |  | 0.9 | 8.559
| 1 |  | 5.101 |  | 0.9 | 4.5909
| 1 |  | 7.692 |  | 0.9 | 6.9228
| 1 |  | 22.631 |  | 0.9 | 20.3679
| 1 |  | 10.842 |  | 0.9 | 9.7578
| 1 |  | 19.28 |  | 0.9 | 17.352
| 1 |  | 2.775 |  | 0.9 | 2.4975
| 1 |  | 12.861 |  | 0.9 | 11.5749
| 1 |  | 2.92 |  | 0.9 | 2.628
| 1 |  | 2.8 |  | 0.9 | 2.52
| 1 |  | 4.87 |  | 0.9 | 4.383
| 1 |  | 2.625 |  | 0.9 | 2.3625
| 1 |  | 2.95 |  | 0.9 | 2.655
| 1 |  | 2.7 |  | 0.9 | 2.43
| 6 |  | 2.77 |  | 0.9 | 14.958
| 14 |  | 2.95 |  | 0.9 | 37.17
| 1 |  | 2.05 |  | 0.9 | 1.845
| 1 |  | 4.346 |  | 0.9 | 3.9114
| 3 |  | 7.446 |  | 0.9 | 20.1042
| 1 |  | 4.346 |  | 0.9 | 3.9114
| 1 |  | 3.351 |  | 0.9 | 3.0159
| 2 |  | 6.35 |  | 0.9 | 11.43
School | 1 |  | 8.415 |  | 0.9 | 7.5735
| 1 |  | 9.814 |  | 0.9 | 8.8326
| 1 |  | 4.657 |  | 0.9 | 4.1913
| 1 |  | 2.091 |  | 0.9 | 1.8819
| 1 |  | 12.753 |  | 0.9 | 11.4777
| 1 |  | 8.95 |  | 0.9 | 8.055
| 1 |  | 5.6 |  | 0.9 | 5.04
| 1 |  | 5.8 |  | 0.9 | 5.22
| 1 |  | 5.6051 |  | 0.9 | 5.0446
| 1 |  | 7.95 |  | 0.9 | 7.155
| 1 |  | 8.44 |  | 0.9 | 7.596
| 1 |  | 1.346 |  | 0.9 | 1.2114
| 1 |  | 17.217 |  | 0.9 | 15.4953
| 1 |  | 3.31 |  | 0.9 | 2.979
| 1 |  | 11.963 |  | 0.9 | 10.7667
| 1 |  | 8.94 |  | 0.9 | 8.046
| 1 |  | 56.133 |  | 0.9 | 50.5197
| 1 |  | 17.905 |  | 0.9 | 16.1145
| 1 |  | 10.876 |  | 0.9 | 9.7884
| 1 |  | 57.069 |  | 0.9 | 51.3621
| 1 |  | 3.876 |  | 0.9 | 3.4884
| 1 |  | 5.547 |  | 0.9 | 4.9923
| 1 |  | 12.569 |  | 0.9 | 11.3121
| 1 |  | 43.055 |  | 0.9 | 38.7495
Dining Area
| 1 |  | 5.984 |  | 0.9 | 5.3856
| 1 |  | 5.25 |  | 0.9 | 4.725
| 1 |  | 11.349 |  | 0.9 | 10.2141
| 1 |  | 5.374 |  | 0.9 | 4.8366
| 1 |  | 10.949 |  | 0.9 | 9.8541
| 1 |  | 11.248 |  | 0.9 | 10.1232
| 1 |  | 10.649 |  | 0.9 | 9.5841
| 1 |  | 16.799 |  | 0.9 | 15.1191
| 1 |  | 13.635 |  | 0.9 | 12.2715
| 2 |  | 12.299 |  | 0.9 | 22.1382
944.2978
GH
PB1 | 7 |  | 3.101 |  | 0.9 | 19.5363
| 7 |  | 0.912 |  | 0.9 | 5.7456
| 7 |  | 3.965 |  | 0.9 | 24.9795
| 1 |  | 5.395 |  | 0.9 | 4.8555
| 1 |  | 4.365 |  | 0.9 | 3.9285
| 3 |  | 4.44 |  | 0.9 | 11.988
| 1 |  | 3.915 |  | 0.9 | 3.5235
| 1 |  | 4.065 |  | 0.9 | 3.6585
| 1 |  | 34.511 |  | 0.9 | 31.0599
| 1 |  | 30.763 |  | 0.9 | 27.6867
| 1 |  | 1 |  | 0.9 | 0.9
| 1 |  | 9.111 |  | 0.9 | 8.1999
| 1 |  | 13.744 |  | 0.9 | 12.3696
| 1 |  | 18.082 |  | 0.9 | 16.2738
| 1 |  | 3.05 |  | 0.9 | 2.745
| 4 |  | 1.058 |  | 0.9 | 3.8088
| 4 |  | 0.807 |  | 0.9 | 2.9052
| 4 |  | 4.015 |  | 0.9 | 14.454
| 2 |  | 4.765 |  | 0.9 | 8.577
| 2 |  | 4.815 |  | 0.9 | 8.667
215.8623
DI | 1 |  | 6.176 |  | 0.9 | 5.5584
| 1 |  | 8.772 |  | 0.9 | 7.8948
| 1 |  | 5.5 |  | 0.9 | 4.95
| 1 |  | 9.913 |  | 0.9 | 8.9217
| 1 |  | 6.945 |  | 0.9 | 6.2505
| 1 |  | 1.1 |  | 0.9 | 0.99
| 2 |  | 2.745 |  | 0.9 | 4.941
| 2 |  | 0.6 |  | 0.9 | 1.08
| 1 |  | 3.2 |  | 0.9 | 2.88
| 1 |  | 10.945 |  | 0.9 | 9.8505
| 1 |  | 3.811 |  | 0.9 | 3.4299
| 1 |  | 9.803 |  | 0.9 | 8.8227
| 1 |  | 4.927 |  | 0.9 | 4.4343
| 1 |  | 3.886 |  | 0.9 | 3.4974
| 1 |  | 4.702 |  | 0.9 | 4.2318
| 1 |  | 9.794 |  | 0.9 | 8.8146
| 1 |  | 3.811 |  | 0.9 | 3.4299
| 1 |  | 7.134 |  | 0.9 | 6.4206
| 1 |  | 5.279 |  | 0.9 | 4.7511
| 1 |  | 18.685 |  | 0.9 | 16.8165
| 1 |  | 19.735 |  | 0.9 | 17.7615
135.7272
School Block
GF | 1 |  | 2146.45 |  |  | 2146.45
Plumbing shaft | -1 |  | 2.36 |  |  | -2.36
| -1 |  | 16.63 |  |  | -16.63
| -1 |  | 3.24 |  |  | -3.24
| -1 |  | 29.206 |  |  | -29.206
| -1 |  | 92.501 |  |  | -92.501
| -1 |  | 22.8 |  |  | -22.8
| -1 |  | 10.692 |  |  | -10.692
| -1 |  | 13.15 |  |  | -13.15
200mm thick slab | -1 |  | 17.1 |  |  | -17.1
200mm thick slab | 1 |  | 17.1 |  |  | 17.1
| 1 |  | 3.25 |  |  | 3.25
| 1 |  | 6.23 |  |  | 6.23
FF | 1 |  | 1278.854 |  |  | 1278.854
Flat Roof | 1 |  | 33.541 |  |  | 33.541
Deduct Cutout | -1 |  | 12.806 |  |  | -12.806
Plumbing shaft | -1 |  | 2.36 |  |  | -2.36
| -1 |  | 16.63 |  |  | -16.63
| -1 |  | 3.24 |  |  | -3.24
| -1 |  | 16.248 |  |  | -16.248
| -1 |  | 16.934 |  |  | -16.934
| -1 |  | 102.087 |  |  | -102.087
| -1 |  | 12.62 |  |  | -12.62
| -1 |  | 13.21 |  |  | -13.21
| -6 |  | 2.32 |  |  | -13.92
Slope Roof | 1 |  | 3.8 | 6.374 |  | 24.2212
Drain | 1 |  | 15.086 |  | 1.861 | 28.075
| 1 |  | 315.568 |  |  | 315.568
Library Gutter | 1 |  | 19.272 | 1.532 |  | 29.5247
| 1 |  | 14.341 | 1.532 |  | 21.9704
SF | 1 |  | 1536.915 |  |  | 1536.915
Deduct | [5 empty] | 0
Plumbing shaft | -1 |  | 2.36 |  |  | -2.36
| -1 |  | 3.24 |  |  | -3.24
| -1 |  | 16.349 |  |  | -16.349
| -1 |  | 5.64 |  |  | -5.64
TF | 1 |  | 41.405 |  |  | 41.405
Shafts slab
PHE Shaft 1 | 1 |  | 5.84 |  |  | 5.84
Lift shaft | 1 |  | 9.94 |  |  | 9.94
ELE & ELV Fire shaft | 1 |  | 12.76 |  |  | 12.76
| 1 |  | 5.112 |  |  | 5.112
Kitchen clearStory window slab | 3 |  | 1.8 | 1.8 |  | 9.72
5081.1534
Guest House
Slab -GF | 1 |  | 629.73 |  |  | 629.73
Deuctions
PHE Shaft 01 | -1 |  | 4.119 |  |  | -4.119
PHE Shaft 02 | -1 |  | 2.62 |  |  | -2.62
PHE Shaft 03 | -1 |  | 3.717 |  |  | -3.717
PHE Shaft 04 | -1 |  | 2.56 |  |  | -2.56
PHE Shaft 05 | -1 |  | 4.3 |  |  | -4.3
PHE Shaft 06 | -1 |  | 2.5 |  |  | -2.5
PHE Shaft 07 | -1 |  | 4.158 |  |  | -4.158
Lift & fire Shaft | -1 |  | 3.24 |  |  | -3.24
| -1 |  | 2.016 |  |  | -2.016
Staircase | -1 |  | 23.31 |  |  | -23.31
PHE Shaft 08 | -1 |  | 4.361 |  |  | -4.361
PHE Shaft 09 | -1 |  | 4.35 |  |  | -4.35
Staircase 09 | -1 |  | 16.37 |  |  | -16.37
Passage cutouts | -2 |  | 10.357 |  |  | -20.714
200mm Thick Slab | 4 |  | 2.8 | 0.6 |  | 6.72
Slab -FF | 1 |  | 632.028 |  |  | 632.028
Deuctions
PHE Shaft 01 | -1 |  | 3.984 |  |  | -3.984
PHE Shaft 02 | -1 |  | 2.549 |  |  | -2.549
PHE Shaft 03 | -1 |  | 3.717 |  |  | -3.717
PHE Shaft 04 | -1 |  | 2.56 |  |  | -2.56
PHE Shaft 05 | -1 |  | 4.3 |  |  | -4.3
PHE Shaft 06 | -1 |  | 2.5 |  |  | -2.5
PHE Shaft 07 | -1 |  | 4.158 |  |  | -4.158
Lift & fire Shaft | -1 |  | 3.24 |  |  | -3.24
| -1 |  | 2.016 |  |  | -2.016
Staircase | -1 |  | 23.31 |  |  | -23.31
PHE Shaft 08 | -1 |  | 4.361 |  |  | -4.361
PHE Shaft 09 | -1 |  | 4.35 |  |  | -4.35
Staircase 09 | -1 |  | 16.37 |  |  | -16.37
Passage cutouts | -2 |  | 12.29 |  |  | -24.58
Elevation wall Cutouts | -4 |  | 4.765 | 1.53 |  | -29.1618
200mm Thick Slab | 1 |  | 40.696 | 0.6 |  | 24.4176
Slab -FF | 1 |  | 638.106 |  |  | 638.106
Deuctions
PHE Shaft 01 | -1 |  | 3.984 |  |  | -3.984
PHE Shaft 02 | -1 |  | 2.549 |  |  | -2.549
PHE Shaft 03 | -1 |  | 3.717 |  |  | -3.717
PHE Shaft 04 | -1 |  | 2.56 |  |  | -2.56
PHE Shaft 05 | -1 |  | 4.3 |  |  | -4.3
PHE Shaft 06 | -1 |  | 2.5 |  |  | -2.5
PHE Shaft 07 | -1 |  | 4.158 |  |  | -4.158
0
Lift & fire Shaft | -1 |  | 3.24 |  |  | -3.24
| -1 |  | 2.016 |  |  | -2.016
Staircase | -1 |  | 23.31 |  |  | -23.31
0
PHE Shaft 08 | -1 |  | 4.361 |  |  | -4.361
PHE Shaft 09 | -1 |  | 4.35 |  |  | -4.35
Staircase 09 | -1 |  | 16.37 |  |  | -16.37
Passage cutouts | -2 |  | 12.29 |  |  | -24.58
Elevation wall Cutouts | -4 |  | 4.765 | 1.53 |  | -29.1618
0
Slab -TF | 1 |  | 510.629 |  |  | 510.629
Deuctions | [5 empty] | 0
PHE Shaft 01 | -1 |  | 3.984 |  |  | -3.984
PHE Shaft 02 | -1 |  | 2.549 |  |  | -2.549
PHE Shaft 03 | -1 |  | 3.717 |  |  | -3.717
PHE Shaft 04 | -1 |  | 2.56 |  |  | -2.56
PHE Shaft 05 | -1 |  | 4.3 |  |  | -4.3
PHE Shaft 06 | -1 |  | 2.5 |  |  | -2.5
PHE Shaft 07 | -1 |  | 4.158 |  |  | -4.158
0
Lift & fire Shaft | -1 |  | 3.24 |  |  | -3.24
| -1 |  | 2.016 |  |  | -2.016
Staircase | -1 |  | 23.31 |  |  | -23.31
Shaft Slab | 2 |  | 3.5 | 2.1 |  | 14.7
0
Slab -Fourth Floor | 1 |  | 50.92 |  |  | 50.92
Plumbing Shaft 04 | 1 |  | 3.55 | 2.124 |  | 7.5402
| 1 |  | 3.5 | 2.38 |  | 8.33
| 2 |  | 3.5 | 2.138 |  | 14.966
| 1 |  | 1.099 | 1.85 |  | 2.0332
| 1 |  | 3.92 | 2.3 |  | 9.016
2136.1534
DI | [5 empty] | 0
GF | 1 |  | 713.457 |  |  | 713.457
| -2 |  | 0.343 |  |  | -0.686
| -1 |  | 0.72 |  |  | -0.72
| -2 |  | 2.25 |  |  | -4.5
| -1 |  | 2.035 |  |  | -2.035
| -1 |  | 15.83 |  |  | -15.83
| -1 |  | 9.152 |  |  | -9.152
| -1 |  | 26.526 |  |  | -26.526
| -1 |  | 19.789 |  |  | -19.789
| -1 |  | 101.1204 |  |  | -101.1204
FF | 1 |  | 824.913 |  |  | 824.913
| -2 |  | 0.343 |  |  | -0.686
| -1 |  | 0.72 |  |  | -0.72
| -1 |  | 2.0355 |  |  | -2.0355
Shaft | 1 |  | 3.345 | 1.2 |  | 4.014
1358.5841
GF Slab Beams
School
SB1+SB2 | 1 |  | 8.415 | 1.1 |  | 9.2565
SB3 | 1 |  | 2.842 | 1.1 |  | 3.1262
SB4 | 1 |  | 2.8 | 1.1 |  | 3.08
SB5 | 1 |  | 2.8 | 1.1 |  | 3.08
SB6 | 1 |  | 2.8 | 1.1 |  | 3.08
SB7 | 1 |  | 2.8 | 1.1 |  | 3.08
SB8 | 1 |  | 2.9 | 1.1 |  | 3.19
SB9 | 1 |  | 2.9 | 1.1 |  | 3.19
SB10 | 1 |  | 6 | 1.1 |  | 6.6
SB11 | 1 |  | 8.55 | 1.1 |  | 9.405
XS B11 | 1 |  | 8.45 | 1.1 |  | 9.295
SB12 | 1 |  | 4.3 | 1.1 |  | 4.73
SB13 | 1 |  | 4.14 | 1.1 |  | 4.554
SB14a | 1 |  | 2.162 | 1.1 |  | 2.3782
SB14 | 1 |  | 5.501 | 1.1 |  | 6.0511
SB15 | 1 |  | 4.327 | 1.1 |  | 4.7597
SB16 | 1 |  | 3.22 | 1.1 |  | 3.542
SB17 | 1 |  | 6.1 | 1.1 |  | 6.71
SB18 | 1 |  | 3.51 | 1.1 |  | 3.861
SB19 | 1 |  | 4.587 | 1.1 |  | 5.0457
SB20 |  |  |  | 1.1 |  | 1.1
SB21 | 1 |  | 4.24 | 1.1 |  | 4.664
SB22 | 1 |  | 4.525 | 1.1 |  | 4.9775
SB23 | 1 |  | 3.525 | 1.1 |  | 3.8775
SB24 | 1 |  | 4.4 | 1.1 |  | 4.84
SB25 | 1 |  | 4.24 | 1.1 |  | 4.664
SB26 | 1 |  | 3.913 | 1.1 |  | 4.3043
SB27 | 1 |  | 4.525 | 1.1 |  | 4.9775
SB28 | 1 |  | 3.525 | 1.1 |  | 3.8775
SB29 | 1 |  | 8.94 | 1.1 |  | 9.834
SB30 | 1 |  | 7.008 | 1.1 |  | 7.7088
SB31 | 1 |  | 3.15 | 1.1 |  | 3.465
SB32 | 1 |  | 5.825 | 1.1 |  | 6.4075
SB33 | 1 |  | 6.1 | 1.1 |  | 6.71
SB34 | 1 |  | 5.825 | 1.1 |  | 6.4075
SB35 | 1 |  | 6.1 | 1.1 |  | 6.71
SB36 | 1 |  | 3.561 | 1.1 |  | 3.9171
SB37 | 1 |  | 5.038 | 1.1 |  | 5.5418
SB38 | 1 |  | 8.578 | 1.1 |  | 9.4358
| 1 |  | 5.292 | 1.1 |  | 5.8212
SB39 | 1 |  | 6.175 | 1.1 |  | 6.7925
SB40 | 1 |  | 5.8 | 1.1 |  | 6.38
SB41a | 1 |  | 2.16 | 1.1 |  | 2.376
SB41 | 1 |  | 4.657 | 1.1 |  | 5.1227
SB42 | 1 |  | 5.905 | 1.1 |  | 6.4955
SB43 | 1 |  | 6.075 | 1.1 |  | 6.6825
SB44 | 1 |  | 5.942 | 1.1 |  | 6.5362
SB45 | 1 |  | 2.24 | 1.1 |  | 2.464
SB46 | 1 |  | 3.287 | 1.1 |  | 3.6157
SB47 | 1 |  | 5.446 | 1.1 |  | 5.9906
SB48 | 1 |  | 3.431 | 1.1 |  | 3.7741
SB49 | 1 |  | 4.137 | 1.1 |  | 4.5507
SB50+SB 51 | 1 |  | 6.663 | 1.1 |  | 7.3293
SB52 | 1 |  | 4.139 | 1.1 |  | 4.5529
SB53 | 1 |  | 6.661 | 1.1 |  | 7.3271
SB54 | 1 |  | 4.152 | 1.1 |  | 4.5672
SB55 | 1 |  | 3.466 | 1.1 |  | 3.8126
SB56 | 1 |  | 2.862 | 1.1 |  | 3.1482
SB57 | 1 |  | 2.646 | 1.1 |  | 2.9106
SB58 | 1 |  | 2.641 | 1.1 |  | 2.9051
SB59 | 1 |  | 2.716 | 1.1 |  | 2.9876
SB59a | 1 |  | 1.622 | 1.1 |  | 1.7842
SB60 | 1 |  | 3.876 | 1.1 |  | 4.2636
SB61 | 1 |  | 6 | 1.1 |  | 6.6
SB62 | 1 |  | 5.9 | 1.1 |  | 6.49
SB63 | 1 |  | 6.1 | 1.1 |  | 6.71
SB64 | 1 |  | 5.9 | 1.1 |  | 6.49
SB65 | 1 |  | 6.1 | 1.1 |  | 6.71
SB66 | 1 |  | 5.935 | 1.1 |  | 6.5285
SB67+SB68+SB69+SB69A | 1 |  | 15.436 | 1.1 |  | 16.9796
SB70 | 1 |  | 3.097 | 1.1 |  | 3.4067
SB71 | 1 |  | 4.348 | 1.1 |  | 4.7828
SB72 | 1 |  | 5.455 | 1.1 |  | 6.0005
SB73 | 1 |  | 4.234 | 1.1 |  | 4.6574
SB74 | 1 |  | 3.6 | 1.1 |  | 3.96
SB75 | 1 |  | 1.548 | 1.1 |  | 1.7028
SB76 | 1 |  | 5.144 | 1.1 |  | 5.6584
SB77 | 1 |  | 5.255 | 1.1 |  | 5.7805
SB78 | 1 |  | 4.034 | 1.1 |  | 4.4374
SB79 | 1 |  | 1.64 | 1.1 |  | 1.804
SB80 | 1 |  | 0.658 | 1.1 |  | 0.7238
SB81 | 1 |  |  | 1.1 |  | 1.1
SB82 | 1 |  | 1.614 | 1.1 |  | 1.7754
SB83 | 1 |  | 4.367 | 1.1 |  | 4.8037
SB84 | 1 |  | 4.564 | 1.1 |  | 5.0204
SB85 | 1 |  | 7.07 | 1.1 |  | 7.777
SB86 | 1 |  | 1.69 | 1.1 |  | 1.859
SB87 | 1 |  | 6.92 | 1.1 |  | 7.612
SB88 | 1 |  | 1.84 | 1.1 |  | 2.024
SB89 | 1 |  | 7.22 | 1.1 |  | 7.942
SB90 | 1 |  | 1.84 | 1.1 |  | 2.024
SB91 | 1 |  | 7.22 | 1.1 |  | 7.942
SB92 | 1 |  | 1.841 | 1.1 |  | 2.0251
| 1 |  | 2.44 | 1.1 |  | 2.684
| 1 |  | 2.44 | 1.1 |  | 2.684
SB93 | 1 |  | 6.92 | 1.1 |  | 7.612
SB94 | 1 |  | 7.62 | 1.1 |  | 8.382
SB95 | 1 |  | 5.433 | 1.1 |  | 5.9763
SB96 | 1 |  | 2.4 | 1.1 |  | 2.64
SB97 | 1 |  | 3.385 | 1.1 |  | 3.7235
SB98 | 1 |  | 2.668 | 1.1 |  | 2.9348
SB99 | 1 |  | 2.4 | 1.1 |  | 2.64
SB100 | 1 |  | 1.8 | 1.1 |  | 1.98
SB101 | 1 |  | 3.2 | 1.1 |  | 3.52
SB102 | 1 |  | 2.388 | 1.1 |  | 2.6268
SB103 | 1 |  | 2.8 | 1.1 |  | 3.08
SB104 | 1 |  | 4.35 | 1.1 |  | 4.785
| 1 |  | 0.8 | 1.1 |  | 0.88
SB105 | 1 |  | 4.129 | 1.1 |  | 4.5419
SB106 | 1 |  | 4.55 | 1.1 |  | 5.005
SB107 | 1 |  | 5.811 | 1.1 |  | 6.3921
SB108 | 1 |  | 3.1 | 1.1 |  | 3.41
SB109 | 1 |  | 3.693 | 1.1 |  | 4.0623
SB110 | 1 |  | 2.8 | 1.1 |  | 3.08
SB111 | 1 |  | 1.769 | 1.1 |  | 1.9459
SB112 | 1 |  | 7.061 | 1.1 |  | 7.7671
SB113 | 1 |  | 1.5 | 1.1 |  | 1.65
SB114 | 1 |  | 3.693 | 1.1 |  | 4.0623
SB115 | 1 |  | 2.35 | 1.1 |  | 2.585
SB116 | 1 |  | 1.769 | 1.1 |  | 1.9459
SB117 | 1 |  | 6.969 | 1.1 |  | 7.6659
SB118 | 1 |  | 1.5 | 1.1 |  | 1.65
SB119 | 1 |  | 3.843 | 1.1 |  | 4.2273
SB120 | 1 |  | 2.05 | 1.1 |  | 2.255
SB121 | 1 |  | 1.769 | 1.1 |  | 1.9459
SB122 | 1 |  | 4.409 | 1.1 |  | 4.8499
SB123 | 1 |  | 3.304 | 1.1 |  | 3.6344
SB124 | 1 |  | 3.434 | 1.1 |  | 3.7774
SB125 | 1 |  | 3.434 | 1.1 |  | 3.7774
SB126 | 1 |  |  | 1.1 |  | 1.1
SB127 | 1 |  | 1.534 | 1.1 |  | 1.6874
SB128 | 1 |  | 1.5 | 1.1 |  | 1.65
SB129 | 1 |  | 5.949 | 1.1 |  | 6.5439
SB130 | 1 |  | 6.549 | 1.1 |  | 7.2039
| 1 |  | 9.046 | 1.1 |  | 9.9506
SB131 | 1 |  | 5.852 | 1.1 |  | 6.4372
SB132 | 1 |  | 3.304 | 1.1 |  | 3.6344
SB133 | 1 |  | 7.559 | 1.1 |  | 8.3149
SB134 | 1 |  | 5.017 | 1.1 |  | 5.5187
SB135 | 1 |  | 7.123 | 1.1 |  | 7.8353
SB136+SB137 | 1 |  | 6.975 | 1.1 |  | 7.6725
| 1 |  |  | 1.1 |  | 1.1
SB3 | 1 |  | 12.779 | 1.1 |  | 14.0569
Xsb1 | 1 |  | 4.944 | 1.1 |  | 5.4384
SB38 | 1 |  | 4.88 | 1.1 |  | 5.368
SB3 | 1 |  | 5.653 | 1.1 |  | 6.2183
SB3 |  |  | 5.135 | 1.1 |  | 5.6485
DB1 | 1 |  | 6.075 | 1.1 |  | 6.6825
DB2 | 1 |  | 6.075 | 1.1 |  | 6.6825
DB3 | 2 |  | 5.883 | 1.1 |  | 12.9426
DB4 | 1 |  | 4.729 | 1.1 |  | 5.2019
DB5 | 1 |  | 3.445 | 1.1 |  | 3.7895
DB6 | 1 |  | 3.675 | 1.1 |  | 4.0425
DB7 | 1 |  | 3.479 | 1.1 |  | 3.8269
DB8 | 1 |  | 7.172 | 1.1 |  | 7.8892
DB9 | 1 |  | 3.929 | 1.1 |  | 4.3219
DB10 | 1 |  | 7.623 | 1.1 |  | 8.3853
DB11 | 1 |  | 3.212 | 1.1 |  | 3.5332
DB12 | 1 |  | 3.212 | 1.1 |  | 3.5332
DB13 | 1 |  | 3.212 | 1.1 |  | 3.5332
DB14 | 1 |  | 2.812 | 1.1 |  | 3.0932
1.1
DB15 | 1 |  | 12.573 | 1.1 |  | 13.8303
DB16 | 1 |  | 6.136 | 1.1 |  | 6.7496
DB17 | 1 |  | 6.037 | 1.1 |  | 6.6407
DB18 | 3 |  | 12.573 | 1.1 |  | 41.4909
DB19 | 1 |  | 12.503 | 1.1 |  | 13.7533
DB20 | 1 |  | 12.022 | 1.1 |  | 13.2242
DB3 | 1 |  | 12.573 | 1.1 |  | 13.8303
DB21 | 1 |  | 3.923 | 1.1 |  | 4.3153
DB22 | 1 |  | 4.7 | 1.1 |  | 5.17
DB23 | 1 |  | 6.495 | 1.1 |  | 7.1445
DB24 | 1 |  | 2.325 | 1.1 |  | 2.5575
DB25 | 1 |  | 4.8 | 1.1 |  | 5.28
DB26 | 1 |  | 6.595 | 1.1 |  | 7.2545
1.1
DB27a | 1 |  | 0.666 | 1.1 |  | 0.7326
DB28 | 1 |  | 3.635 | 1.1 |  | 3.9985
DB29 | 1 |  | 3.89 | 1.1 |  | 4.279
DB30 | 1 |  | 3.885 | 1.1 |  | 4.2735
DB31 | 2 |  | 3.885 | 1.1 |  | 8.547
DB32 | 2 |  | 3.65 | 1.1 |  | 8.03
DB33 | 2 |  | 1.623 | 1.1 |  | 3.5706
DB34 | 1 |  | 6.597 | 1.1 |  | 7.2567
DB34a | 1 |  | 1.796 | 1.1 |  | 1.9756
DB34 | 1 |  | 3.633 | 1.1 |  | 3.9963
DB35 | 1 |  | 3.886 | 1.1 |  | 4.2746
DB36 | 1 |  | 3.885 | 1.1 |  | 4.2735
DB37 | 1 |  | 3.885 | 1.1 |  | 4.2735
DB38 | 1 |  | 3.885 | 1.1 |  | 4.2735
DB39 | 1 |  | 2.438 | 1.1 |  | 2.6818
991.8447
FF
SB 1 | 1 |  | 5.707 | 1.4 |  | 7.9898
SB 2 |  |  |  | 1.4 |  | 1.4
SB 3 | 1 |  | 3.25 | 1.4 |  | 4.55
SB 4 | 1 |  | 2.8 | 1.4 |  | 3.92
SB 5 | 1 |  | 2.8 | 1.4 |  | 3.92
SB 6 | 1 |  | 2.8 | 1.4 |  | 3.92
SB7 | 1 |  | 2.8 | 1.4 |  | 3.92
SB8 | 1 |  | 2.9 | 1.4 |  | 4.06
SB9 | 1 |  | 2.9 | 1.4 |  | 4.06
SB10 | 1 |  | 6 | 1.4 |  | 8.4
SB11 | 1 |  | 8.55 | 1.4 |  | 11.97
SB12 | 1 |  | 4.3 | 1.4 |  | 6.02
SB13 | 1 |  | 4.14 | 1.4 |  | 5.796
SB14a | 1 |  | 2.162 | 1.4 |  | 3.0268
SB14 | 1 |  | 5.501 | 1.4 |  | 7.7014
SB15 | 1 |  | 4.327 | 1.4 |  | 6.0578
SB16 | 1 |  | 3.22 | 1.4 |  | 4.508
SB17 | 1 |  | 6.1 | 1.4 |  | 8.54
SB18 | 1 |  | 3.51 | 1.4 |  | 4.914
SB19 | 1 |  | 4.587 | 1.4 |  | 6.4218
SB20 | 1 |  | 8.45 | 1.4 |  | 11.83
SB21 | 1 |  | 4.24 | 1.4 |  | 5.936
SB22 | 1 |  | 4.525 | 1.4 |  | 6.335
SB23 | 1 |  | 3.525 | 1.4 |  | 4.935
SB24 | 1 |  | 4.4 | 1.4 |  | 6.16
SB25 | 1 |  | 4.24 | 1.4 |  | 5.936
SB26 | 1 |  | 3.913 | 1.4 |  | 5.4782
SB27 | 1 |  | 4.525 | 1.4 |  | 6.335
SB28 | 1 |  | 3.525 | 1.4 |  | 4.935
SB29 | 1 |  | 8.94 | 1.4 |  | 12.516
SB30 | 1 |  | 8.415 | 1.4 |  | 11.781
SB30 | 1 |  | 6.994 | 1.4 |  | 9.7916
SB31 | 1 |  | 3.15 | 1.4 |  | 4.41
SB32 | 1 |  | 5.825 | 1.4 |  | 8.155
SB33 | 1 |  | 6.1 | 1.4 |  | 8.54
SB34 | 1 |  | 5.825 | 1.4 |  | 8.155
SB35 | 1 |  | 6.1 | 1.4 |  | 8.54
SB36 | 1 |  | 3.561 | 1.4 |  | 4.9854
SB37 | 1 |  | 5.038 | 1.4 |  | 7.0532
SB38 | 1 |  | 8.578 | 1.4 |  | 12.0092
SB39 | 1 |  | 6.175 | 1.4 |  | 8.645
SB40 | 1 |  | 5.8 | 1.4 |  | 8.12
SB41a | 1 |  | 2.16 | 1.4 |  | 3.024
SB41 | 1 |  | 4.657 | 1.4 |  | 6.5198
SB42 | 1 |  | 3.066 | 1.4 |  | 4.2924
SB43 | 1 |  | 2.24 | 1.4 |  | 3.136
SB44 | 2 |  | 1.8 | 1.4 |  | 5.04
SB45 | 1 |  | 1.674 | 1.4 |  | 2.3436
SB46 | 1 |  | 0.8 | 1.4 |  | 1.12
SB47 | 1 |  | 7.7717 | 1.4 |  | 10.8804
SB48 | 1 |  | 5.905 | 1.4 |  | 8.267
SB49 | 1 |  | 6.663 | 1.4 |  | 9.3282
SB50 | 1 |  | 4.137 | 1.4 |  | 5.7918
SB51 | 1 |  | 4.139 | 1.4 |  | 5.7946
SB52 | 1 |  | 4.137 | 1.4 |  | 5.7918
SB53 | 1 |  | 6 | 1.4 |  | 8.4
SB54 | 1 |  | 5.9 | 1.4 |  | 8.26
SB55 | 1 |  | 6.1 | 1.4 |  | 8.54
SB56 | 1 |  | 5.9 | 1.4 |  | 8.26
SB57 | 1 |  | 6.1 | 1.4 |  | 8.54
SB58 | 1 |  | 5.935 | 1.4 |  | 8.309
SB59+SB60+SB61+SB62+SB63+SB64 | 1 |  | 37.885 | 1.4 |  | 53.039
SB65 | 1 |  | 5.455 | 1.4 |  | 7.637
SB66 | 1 |  | 3.097 | 1.4 |  | 4.3358
SB67 | 1 |  | 4.348 | 1.4 |  | 6.0872
SB201 | 1 |  | 5.255 | 1.4 |  | 7.357
SB68 | 1 |  | 4.334 | 1.4 |  | 6.0676
SB69 | 1 |  | 3.6 | 1.4 |  | 5.04
SB70 | 1 |  | 1.58 | 1.4 |  | 2.212
SB71 | 1 |  | 5.236 | 1.4 |  | 7.3304
SB72 | 1 |  | 5.258 | 1.4 |  | 7.3612
SB73 | 1 |  | 4.034 | 1.4 |  | 5.6476
SB74 | 1 |  | 1.814 | 1.4 |  | 2.5396
SB75 | 1 |  | 7.07 | 1.4 |  | 9.898
SB76 | 1 |  | 6.92 | 1.4 |  | 9.688
SB77 | 1 |  | 7.22 | 1.4 |  | 10.108
SB78 | 1 |  | 7.22 | 1.4 |  | 10.108
SB78a | 1 |  | 5.024 | 1.4 |  | 7.0336
SB78b | 1 |  | 2.817 | 1.4 |  | 3.9438
SB79 | 1 |  | 7.62 | 1.4 |  | 10.668
SB80 | 1 |  | 7.62 | 1.4 |  | 10.668
SB81 | 1 |  | 5.433 | 1.4 |  | 7.6062
SB82 | 1 |  | 6.58 | 1.4 |  | 9.212
SB82 | 1 |  | 6.682 | 1.4 |  | 9.3548
SB82 | 1 |  | 3.25 | 1.4 |  | 4.55
SB83 | 1 |  | 2.4 | 1.4 |  | 3.36
SB84 | 1 |  | 3.37 | 1.4 |  | 4.718
SB85 | 1 |  | 2.668 | 1.4 |  | 3.7352
SB86 | 1 |  | 3.178 | 1.4 |  | 4.4492
SB87 | 1 |  | 2.4 | 1.4 |  | 3.36
SB88
SB89 | 1 |  | 1.8 | 1.4 |  | 2.52
SB90 | 1 |  | 3.2 | 1.4 |  | 4.48
SB91 | 1 |  | 2.388 | 1.4 |  | 3.3432
SB92 | 1 |  | 2.8 | 1.4 |  | 3.92
SB93 | 1 |  | 4.35 | 1.4 |  | 6.09
SB94 | 1 |  | 4.116 | 1.4 |  | 5.7624
SB95 | 1 |  | 4.55 | 1.4 |  | 6.37
SB96a | 1 |  | 1.05 | 1.4 |  | 1.47
SB96 | 1 |  | 5.811 | 1.4 |  | 8.1354
XSB96 | 1 |  | 3.1 | 1.4 |  | 4.34
SB97a | 1 |  | 3.385 | 1.4 |  | 4.739
SB97 | 1 |  | 3.693 | 1.4 |  | 5.1702
SB98b | 1 |  | 3.494 | 1.4 |  | 4.8916
SB99a | 1 |  | 0.758 | 1.4 |  | 1.0612
SB99 | 1 |  | 7.061 | 1.4 |  | 9.8854
SB100a | 1 |  | 0.759 | 1.4 |  | 1.0626
SB100 | 1 |  | 3.694 | 1.4 |  | 5.1716
SB100b | 1 |  | 3.469 | 1.4 |  | 4.8566
SB101a | 1 |  | 0.76 | 1.4 |  | 1.064
SB101 | 1 |  | 6.911 | 1.4 |  | 9.6754
SB102a | 1 |  | 0.758 | 1.4 |  | 1.0612
SB102 | 1 |  | 3.843 | 1.4 |  | 5.3802
SB103a | 1 |  | 0.858 | 1.4 |  | 1.2012
SB104 | 1 |  | 4.409 | 1.4 |  | 6.1726
SB105 | 1 |  | 3.304 | 1.4 |  | 4.6256
SB106 | 1 |  | 1.51 | 1.4 |  | 2.114
SB67 | 1 |  | 12.665 | 1.4 |  | 17.731
SB69a | 1 |  | 7.913 | 1.4 |  | 11.0782
SB135 | 1 |  | 7.12 | 1.4 |  | 9.968
SB136 | 1 |  | 7.575 | 1.4 |  | 10.605
SB34 | 1 |  | 37.035 | 1.4 |  | 51.849
SB34a | 6 |  | 1.4 | 1.4 |  | 11.76
B101 | 6 |  | 3.63 | 1.4 |  | 30.492
RB1a | 12 |  | 0.721 | 1.4 |  | 12.1128
SB301 | 1 |  | 7.06 | 1.4 |  | 9.884
SB301 | 1 |  | 7.591 | 1.4 |  | 10.6274
SB301 | 1 |  | 8.121 | 1.4 |  | 11.3694
SB301 | 1 |  | 7.622 | 1.4 |  | 10.6708
SB301 | 1 |  | 9.249 | 1.4 |  | 12.9486
SB302 | 1 |  | 4.993 | 1.4 |  | 6.9902
SB302 | 1 |  | 5.228 | 1.4 |  | 7.3192
SB302 | 1 |  | 6.062 | 1.4 |  | 8.4868
SB302 | 1 |  | 6.616 | 1.4 |  | 9.2624
998.1492
SF
SB1 | 1 |  | 3.25 | 1.4 |  | 4.55
SB2 | 1 |  | 2.8 | 1.4 |  | 3.92
SB3 | 1 |  | 2.8 | 1.4 |  | 3.92
SB4 | 1 |  | 2.8 | 1.4 |  | 3.92
SB5 | 1 |  | 2.8 | 1.4 |  | 3.92
SB6 | 1 |  | 2.9 | 1.4 |  | 4.06
SB7 | 1 |  | 2.9 | 1.4 |  | 4.06
SB8 | 1 |  | 8.35 | 1.4 |  | 11.69
SB9 | 1 |  | 6 | 1.4 |  | 8.4
SB10 | 1 |  | 8.45 | 1.4 |  | 11.83
SB11 | 1 |  | 4.3 | 1.4 |  | 6.02
SB12 | 1 |  | 4.14 | 1.4 |  | 5.796
SB13 | 1 |  | 4.24 | 1.4 |  | 5.936
SB14 | 1 |  | 4.525 | 1.4 |  | 6.335
SB15 | 1 |  | 3.525 | 1.4 |  | 4.935
SB16 | 1 |  | 4.4 | 1.4 |  | 6.16
SB17 | 1 |  | 4.14 | 1.4 |  | 5.796
SB17 | 1 |  | 3.913 | 1.4 |  | 5.4782
SB18 | 1 |  | 4.525 | 1.4 |  | 6.335
SB19 | 1 |  | 3.525 | 1.4 |  | 4.935
SB20 | 1 |  | 7.307 | 1.4 |  | 10.2298
SB20 | 1 |  | 5.501 | 1.4 |  | 7.7014
SB21 | 1 |  | 4.316 | 1.4 |  | 6.0424
SB22 | 1 |  | 3.22 | 1.4 |  | 4.508
SB23 | 1 |  | 3.15 | 1.4 |  | 4.41
SB24 | 1 |  | 5.825 | 1.4 |  | 8.155
SB25 | 1 |  | 6.1 | 1.4 |  | 8.54
SB26 | 1 |  | 5.825 | 1.4 |  | 8.155
SB27 | 1 |  | 6.1 | 1.4 |  | 8.54
SB28 | 1 |  | 3.561 | 1.4 |  | 4.9854
SB29 | 1 |  | 5.037 | 1.4 |  | 7.0518
SB30 | 1 |  | 9.188 | 1.4 |  | 12.8632
SB31 | 1 |  | 6.01 | 1.4 |  | 8.414
SB32 | 1 |  | 5.892 | 1.4 |  | 8.2488
SB33 | 1 |  | 4.657 | 1.4 |  | 6.5198
SB34 | 1 |  | 3.066 | 1.4 |  | 4.2924
SB35 | 1 |  | 2.24 | 1.4 |  | 3.136
SB36 | 1 |  | 1.8 | 1.4 |  | 2.52
SB37 | 1 |  | 1.8 | 1.4 |  | 2.52
SB38 | 1 |  | 1.582 | 1.4 |  | 2.2148
SB39 | 1 |  | 0.65 | 1.4 |  | 0.91
SB40 | 1 |  | 1.814 | 1.4 |  | 2.5396
SB41 +SB42 | 1 |  | 11.279 | 1.4 |  | 15.7906
SB43 | 1 |  | 3.097 | 1.4 |  | 4.3358
SB44 | 1 |  | 4.348 | 1.4 |  | 6.0872
SB45 | 1 |  | 5.255 | 1.4 |  | 7.357
SB68 | 1 |  | 4.334 | 1.4 |  | 6.0676
SB46 | 1 |  | 3.6 | 1.4 |  | 5.04
SB47 | 1 |  | 1.548 | 1.4 |  | 2.1672
SB48 | 1 |  | 5.236 | 1.4 |  | 7.3304
SB49 | 1 |  | 5.255 | 1.4 |  | 7.357
SB50 | 1 |  | 7.07 | 1.4 |  | 9.898
SB51 | 1 |  | 2.44 | 1.4 |  | 3.416
SB52 | 1 |  | 1.69 | 1.4 |  | 2.366
SB53 | 1 |  | 6.92 | 1.4 |  | 9.688
SB54 |  |  |  | 1.4
SB55 | 1 |  | 2.241 | 1.4 |  | 3.1374
SB56 | 1 |  | 1.84 | 1.4 |  | 2.576
SB57 | 1 |  | 7.22 | 1.4 |  | 10.108
SB58 | 1 |  | 7.221 | 1.4 |  | 10.1094
SB59 | 1 |  | 6.92 | 1.4 |  | 9.688
SB60 | 1 |  | 7.6 | 1.4 |  | 10.64
SB61 | 1 |  | 5.433 | 1.4 |  | 7.6062
SB62 | 1 |  | 3.25 | 1.4 |  | 4.55
SB63 | 1 |  | 2.4 | 1.4 |  | 3.36
SB64 | 1 |  | 3.37 | 1.4 |  | 4.718
SB65 | 1 |  | 2.668 | 1.4 |  | 3.7352
SB66 | 1 |  | 2.4 | 1.4 |  | 3.36
SB68a | 1 |  | 2.727 | 1.4 |  | 3.8178
SB68 | 1 |  | 1.8 | 1.4 |  | 2.52
SB69 | 1 |  | 3.2 | 1.4 |  | 4.48
SB70 | 1 |  | 2.388 | 1.4 |  | 3.3432
SB71 | 1 |  | 4.35 | 1.4 |  | 6.09
SB72 | 1 |  | 4.129 | 1.4 |  | 5.7806
SB73 | 1 |  | 4.55 | 1.4 |  | 6.37
SB74 | 1 |  | 3.225 | 1.4 |  | 4.515
SB17 | 1 |  | 6.075 | 1.4 |  | 8.505
SB18 | 1 |  | 3.51 | 1.4 |  | 4.914
SB19 | 1 |  | 4.587 | 1.4 |  | 6.4218
SB19 | 1 |  | 2.114 | 1.4 |  | 2.9596
SB56 | 2 |  | 1.84 | 1.4 |  | 5.152
SB56 | 1 |  | 4.33 | 1.4 |  | 6.062
SB56 | 2 |  | 4.88 | 1.4 |  | 13.664
SB101a | 1 |  | 2.598 | 1.4 |  | 3.6372
SB101 | 1 |  | 5.811 | 1.4 |  | 8.1354
SB102 | 1 |  | 3.1 | 1.4 |  | 4.34
SB103a | 1 |  | 2.298 | 1.4 |  | 3.2172
SB103 | 1 |  | 3.693 | 1.4 |  | 5.1702
SB104 | 1 |  | 7.809 | 1.4 |  | 10.9326
SB105a | 1 |  | 2.298 | 1.4 |  | 3.2172
SB105 | 1 |  | 12.251 | 1.4 |  | 17.1514
SB106a | 1 |  | 2.298 | 1.4 |  | 3.2172
SB106 | 1 |  | 3.694 | 1.4 |  | 5.1716
SB107 | 1 |  | 5.17 | 1.4 |  | 7.238
SB109a | 1 |  | 2.298 | 1.4 |  | 3.2172
SB109 | 1 |  | 3.843 | 1.4 |  | 5.3802
SB110 | 1 |  | 5.019 | 1.4 |  | 7.0266
SB111a | 1 |  | 2.598 | 1.4 |  | 3.6372
SB111 | 1 |  | 4.408 | 1.4 |  | 6.1712
SB112 | 1 |  | 3.304 | 1.4 |  | 4.6256
SB113 | 1 |  | 4.557 | 1.4 |  | 6.3798
SB75+B76 | 1 |  | 12.861 | 1.4 |  | 18.0054
SB77 | 1 |  | 7.668 | 1.4 |  | 10.7352
SB78 | 1 |  | 6.663 | 1.4 |  | 9.3282
SB79 | 1 |  | 4.139 | 1.4 |  | 5.7946
SB80 | 1 |  | 6.661 | 1.4 |  | 9.3254
SB81 | 1 |  | 4.139 | 1.4 |  | 5.7946
SB82 | 1 |  | 3.466 | 1.4 |  | 4.8524
SB83 | 1 |  | 6.1 | 1.4 |  | 8.54
SB84 | 1 |  | 6.1 | 1.4 |  | 8.54
SB85 | 1 |  | 6.1 | 1.4 |  | 8.54
SB86 | 1 |  | 6 | 1.4 |  | 8.4
SB87 | 1 |  | 6.035 | 1.4 |  | 8.449
SB88 | 1 |  | 6.135 | 1.4 |  | 8.589
SB89 | 1 |  | 6 | 1.4 |  | 8.4
SB90 | 1 |  | 5.9 | 1.4 |  | 8.26
SB91 | 1 |  | 6.1 | 1.4 |  | 8.54
SB92 | 1 |  | 5.9 | 1.4 |  | 8.26
SB93 | 1 |  | 6.1 | 1.4 |  | 8.54
SB94 | 1 |  | 5.935 | 1.4 |  | 8.309
SB95+SB96+SB97+SB98+SB99+SB100 | 1 |  | 38.035 | 1.4 |  | 53.249
821.8952
TF
SB1 | 1 |  | 3.15 | 1.4 |  | 4.41
SB2 | 1 |  | 3.15 | 1.4 |  | 4.41
SB3 | 1 |  | 7.07 | 1.4 |  | 9.898
SB4 | 1 |  | 7.07 | 1.4 |  | 9.898
28.616
2840.5051
Guest Houst GF
GB1 | 7 |  | 3.101 | 1.4 |  | 30.3898
GB2 | 7 |  | 1.125 | 1.4 |  | 11.025
RB1 | 7 |  | 1.43 | 1.4 |  | 14.014
RB1a | 7 |  | 0.42 | 1.4 |  | 4.116
GB3 | 1 |  | 4.765 | 1.4 |  | 6.671
GB4 | 1 |  | 4.765 | 1.4 |  | 6.671
GB5 | 1 |  | 4.815 | 1.4 |  | 6.741
GB6 | 1 |  | 4.815 | 1.4 |  | 6.741
GB7 | 1 |  | 4.815 | 1.4 |  | 6.741
GB8 | 1 |  | 4.815 | 1.4 |  | 6.741
GB9 | 1 |  | 4.765 | 1.4 |  | 6.671
GB10 | 1 |  | 5.195 | 1.4 |  | 7.273
GB11 | 1 |  | 4.365 | 1.4 |  | 6.111
GB12 | 1 |  | 4.44 | 1.4 |  | 6.216
GB13 | 1 |  | 4.44 | 1.4 |  | 6.216
GB14 | 1 |  | 4.44 | 1.4 |  | 6.216
GB15 | 1 |  | 3.915 | 1.4 |  | 5.481
GB16 | 1 |  | 4.465 | 1.4 |  | 6.251
GB17 | 1 |  | 4.348 | 1.4 |  | 6.0872
GB18 | 1 |  | 1.544 | 1.4 |  | 2.1616
GB19 | 1 |  | 7.486 | 1.4 |  | 10.4804
GB20 | 1 |  | 1.544 | 1.4 |  | 2.1616
GB21 | 1 |  | 7.486 | 1.4 |  | 10.4804
GB22 | 1 |  | 1.544 | 1.4 |  | 2.1616
GB23 | 1 |  | 7.336 | 1.4 |  | 10.2704
GB24 | 1 |  | 2.272 | 1.4 |  | 3.1808
GB25 | 1 |  | 3.049 | 1.4 |  | 4.2686
GB26 | 1 |  | 1.8 | 1.4 |  | 2.52
GB27 | 1 |  | 7.93 | 1.4 |  | 11.102
GB28 | 1 |  | 2.387 | 1.4 |  | 3.3418
GB29 | 1 |  | 5.8 | 1.4 |  | 8.12
GB30 | 1 |  | 2.93 | 1.4 |  | 4.102
GB31 | 1 |  | 5.8 | 1.4 |  | 8.12
GB32 | 1 |  | 0.643 | 1.4 |  | 0.9002
GB33 | 1 |  | 3.25 | 1.4 |  | 4.55
GB34+B35+B36 | 1 |  | 20.26 | 1.4 |  | 28.364
|  |  |  | 1.4 |  | 1.4
GB37 | 1 |  | 1.544 | 1.4 |  | 2.1616
GB38 | 1 |  | 3.218 | 1.4 |  | 4.5052
GB39 | 1 |  | 3.068 | 1.4 |  | 4.2952
GB40 | 1 |  | 1.544 | 1.4 |  | 2.1616
GB41 | 1 |  | 3.218 | 1.4 |  | 4.5052
GB42 | 1 |  | 3.368 | 1.4 |  | 4.7152
GB43 | 1 |  | 2.122 | 1.4 |  | 2.9708
GB44 | 1 |  | 1.4 | 1.4 |  | 1.96
GB45 | 1 |  | 3.05 | 1.4 |  | 4.27
GB46 | 1 |  | 4.765 | 1.4 |  | 6.671
GB47 | 1 |  | 4.815 | 1.4 |  | 6.741
GB48 | 1 |  | 4.815 | 1.4 |  | 6.741
GB49 | 1 |  | 4.765 | 1.4 |  | 6.671
GB50 | 1 |  | 2.648 | 1.4 |  | 3.7072
GB51 | 1 |  | 4.898 | 1.4 |  | 6.8572
GB52 | 1 |  | 3.098 | 1.4 |  | 4.3372
GB53 | 1 |  | 2.452 | 1.4 |  | 3.4328
GB54 | 1 |  | 1 | 1.4 |  | 1.4
GB55 | 1 |  | 0.7 | 1.4 |  | 0.98
GB56 | 2 |  | 4.687 | 1.4 |  | 13.1236
GB57 | 1 |  | 5.887 | 1.4 |  | 8.2418
GB58 | 1 |  | 2.775 | 1.4 |  | 3.885
GB59 | 1 |  | 2.85 | 1.4 |  | 3.99
GB60 | 1 |  | 3.454 | 1.4 |  | 4.8356
GB61 | 1 |  | 4.87 | 1.4 |  | 6.818
GB62 | 1 |  | 3.454 | 1.4 |  | 4.8356
GB63 | 1 |  | 1.8 | 1.4 |  | 2.52
GB3 | 1 |  | 2.57 | 1.4 |  | 3.598
GB64 | 1 |  | 2.75 | 1.4 |  | 3.85
GB65 | 1 |  | 2.775 | 1.4 |  | 3.885
GB66 | 1 |  | 1.8 | 1.4 |  | 2.52
GB67 | 1 |  | 0.27 | 1.4 |  | 0.378
GB68 | 1 |  | 2.75 | 1.4 |  | 3.85
GB69 | 1 |  | 2.85 | 1.4 |  | 3.99
GB70 | 1 |  | 2.85 | 1.4 |  | 3.99
GB71 | 1 |  | 2.775 | 1.4 |  | 3.885
GB72 | 1 |  | 2.75 | 1.4 |  | 3.85
GB73 | 1 |  | 2.775 | 1.4 |  | 3.885
GB74 | 1 |  | 2.75 | 1.4 |  | 3.85
GB75 | 1 |  | 2.85 | 1.4 |  | 3.99
GB76 | 1 |  | 2.85 | 1.4 |  | 3.99
GB77 | 1 |  | 2.775 | 1.4 |  | 3.885
GB78 | 1 |  | 2.85 | 1.4 |  | 3.99
GB79 | 1 |  | 2.85 | 1.4 |  | 3.99
GB80 | 1 |  | 2.775 | 1.4 |  | 3.885
GB81 | 1 |  | 2.85 | 1.4 |  | 3.99
GB82 | 1 |  | 2.85 | 1.4 |  | 3.99
GB83 | 1 |  | 2.775 | 1.4 |  | 3.885
GB84 | 1 |  | 3.158 | 1.4 |  | 4.4212
GB85 | 1 |  | 4.291 | 1.4 |  | 6.0074
GB86 | 1 |  | 4.346 | 1.4 |  | 6.0844
GB87 | 1 |  | 2.05 | 1.4 |  | 2.87
RB101 | 3 |  | 1.5 | 1.4 |  | 6.3
GB88 |  |  |  | 1.4 |  | 1.4
GB89 | 1 |  | 4.346 | 1.4 |  | 6.0844
GB90 |  |  |  | 1.4 |  | 1.4
GB91 | 1 |  | 4.346 | 1.4 |  | 6.0844
GB92 |  |  |  | 1.4 |  | 1.4
GB93 | 1 |  | 4.346 | 1.4 |  | 6.0844
GB94 | 3 |  | 3.2 | 1.4 |  | 13.44
RB101 | 1 |  | 3.2 | 1.4 |  | 4.48
GB95 | 1 |  | 4.33 | 1.4 |  | 6.062
GB96 | 1 |  | 4.65 | 1.4 |  | 6.51
GB97 | 1 |  | 2.75 | 1.4 |  | 3.85
GB98 | 1 |  | 2.775 | 1.4 |  | 3.885
| 1 |  | 6.3 | 1.4 |  | 8.82
GB99 | 1 |  | 6.05 | 1.4 |  | 8.47
GB64 | 1 |  | 2.729 | 1.4 |  | 3.8206
GB65 | 1 |  | 2.281 | 1.4 |  | 3.1934
GB66 | 1 |  | 2.535 | 1.4 |  | 3.549
GB67 | 1 |  | 2.536 | 1.4 |  | 3.5504
GB68 | 1 |  | 2.441 | 1.4 |  | 3.4174
GB69 | 1 |  | 4.1 | 1.4 |  | 5.74
CB101 | 1 |  | 3.873 | 1.4 |  | 5.4222
Tapered Beams | 4 |  | 3.164 | 1.4 |  | 17.7184
Sunken beams | 7 |  | 3.307 | 1.4 |  | 32.4086
660.9904
FF
GB1 | 7 |  | 3.101 | 1.4 |  | 30.3898
GB2 | 7 |  | 1.125 | 1.4 |  | 11.025
RB1 | 7 |  | 1.43 | 1.4 |  | 14.014
RB1a | 7 |  | 0.42 | 1.4 |  | 4.116
GB3 | 1 |  | 4.765 | 1.4 |  | 6.671
GB4 | 1 |  | 4.765 | 1.4 |  | 6.671
GB5 | 1 |  | 4.815 | 1.4 |  | 6.741
GB6 | 1 |  | 4.815 | 1.4 |  | 6.741
GB7 | 1 |  | 4.815 | 1.4 |  | 6.741
GB8 | 1 |  | 4.815 | 1.4 |  | 6.741
GB9 | 1 |  | 4.765 | 1.4 |  | 6.671
GB10 | 1 |  | 5.195 | 1.4 |  | 7.273
GB11 | 1 |  | 4.365 | 1.4 |  | 6.111
GB12 | 1 |  | 4.44 | 1.4 |  | 6.216
GB13 | 1 |  | 4.44 | 1.4 |  | 6.216
GB14 | 1 |  | 4.44 | 1.4 |  | 6.216
GB15 | 1 |  | 3.915 | 1.4 |  | 5.481
GB16 | 1 |  | 4.465 | 1.4 |  | 6.251
GB17 | 1 |  | 4.348 | 1.4 |  | 6.0872
GB18 | 1 |  | 1.544 | 1.4 |  | 2.1616
GB19 | 1 |  | 7.486 | 1.4 |  | 10.4804
GB20 | 1 |  | 1.544 | 1.4 |  | 2.1616
GB21 | 1 |  | 7.486 | 1.4 |  | 10.4804
GB22 | 1 |  | 1.544 | 1.4 |  | 2.1616
GB23 | 1 |  | 7.336 | 1.4 |  | 10.2704
GB24 | 1 |  | 2.272 | 1.4 |  | 3.1808
GB25 | 1 |  | 3.049 | 1.4 |  | 4.2686
GB26 | 1 |  | 1.8 | 1.4 |  | 2.52
GB27 | 1 |  | 7.93 | 1.4 |  | 11.102
GB28 | 1 |  | 2.387 | 1.4 |  | 3.3418
GB29 | 1 |  | 5.8 | 1.4 |  | 8.12
GB30 | 1 |  | 2.93 | 1.4 |  | 4.102
GB31 | 1 |  | 5.8 | 1.4 |  | 8.12
GB32 | 1 |  | 0.643 | 1.4 |  | 0.9002
GB33 | 1 |  | 3.25 | 1.4 |  | 4.55
GB34 | 1 |  | 8.286 | 1.4 |  | 11.6004
GB35 | 1 |  | 8.286 | 1.4 |  | 11.6004
GB37 | 1 |  | 1.544 | 1.4 |  | 2.1616
GB38 | 1 |  | 3.218 | 1.4 |  | 4.5052
GB39 | 1 |  | 3.068 | 1.4 |  | 4.2952
GB40 | 1 |  | 1.544 | 1.4 |  | 2.1616
GB41 | 1 |  | 3.218 | 1.4 |  | 4.5052
GB42 | 1 |  | 3.368 | 1.4 |  | 4.7152
GB43 | 1 |  | 2.122 | 1.4 |  | 2.9708
GB44
GB45
GB46 | 1 |  | 5.115 | 1.4 |  | 7.161
GB47 | 1 |  | 4.815 | 1.4 |  | 6.741
GB48 | 1 |  | 5.115 | 1.4 |  | 7.161
GB49 | 1 |  | 4.915 | 1.4 |  | 6.881
GB50 | 1 |  | 4.765 | 1.4 |  | 6.671
GB51 | 1 |  | 4.815 | 1.4 |  | 6.741
GB52 | 1 |  | 4.815 | 1.4 |  | 6.741
GB53 | 1 |  | 4.765 | 1.4 |  | 6.671
GB54+GB55+GB56+GB57 | 1 |  | 20.66 | 1.4 |  | 28.924
GB58 | 2 |  | 4.687 | 1.4 |  | 13.1236
GB59 | 1 |  | 5.137 | 1.4 |  | 7.1918
RB1a | 1 |  | 0.75 | 1.4 |  | 1.05
GB60 | 1 |  | 2.775 | 1.4 |  | 3.885
GB59a | 1 |  | 2.85 | 1.4 |  | 3.99
GB59 | 1 |  | 0.7 | 1.4 |  | 0.98
GB58 | 1 |  | 1 | 1.4 |  | 1.4
GB60 | 1 |  | 3.098 | 1.4 |  | 4.3372
GB61 | 1 |  | 1 | 1.4 |  | 1.4
GB62 | 1 |  | 3.454 | 1.4 |  | 4.8356
GB63 | 1 |  | 1.8 | 1.4 |  | 2.52
GB3 | 1 |  | 2.57 | 1.4 |  | 3.598
GB63 | 1 |  | 4.2191 | 1.4 |  | 5.9067
GB64 | 1 |  | 2.75 | 1.4 |  | 3.85
GB65 | 1 |  | 2.786 | 1.4 |  | 3.9004
GB66 | 1 |  | 2.537 | 1.4 |  | 3.5518
GB67 | 1 |  | 2.537 | 1.4 |  | 3.5518
GB68 | 1 |  | 2.441 | 1.4 |  | 3.4174
GB69 | 1 |  | 4.01 | 1.4 |  | 5.614
GB66 | 1 |  | 1.8 | 1.4 |  | 2.52
GB67 | 1 |  | 0.27 | 1.4 |  | 0.378
GB64 | 1 |  | 2.75 | 1.4 |  | 3.85
GB65 | 1 |  | 2.775 | 1.4 |  | 3.885
GB68 | 1 |  | 2.75 | 1.4 |  | 3.85
GB69 | 1 |  | 2.85 | 1.4 |  | 3.99
GB70 | 1 |  | 2.85 | 1.4 |  | 3.99
GB71 | 1 |  | 2.775 | 1.4 |  | 3.885
GB72 | 1 |  | 2.75 | 1.4 |  | 3.85
GB73 | 1 |  | 2.775 | 1.4 |  | 3.885
GB74 | 1 |  | 2.75 | 1.4 |  | 3.85
GB75 | 1 |  | 2.85 | 1.4 |  | 3.99
GB76 | 1 |  | 2.85 | 1.4 |  | 3.99
GB77 | 1 |  | 2.775 | 1.4 |  | 3.885
GB78 | 1 |  | 2.75 | 1.4 |  | 3.85
GB79 | 1 |  | 2.726 | 1.4 |  | 3.8164
GB80 | 1 |  | 2.775 | 1.4 |  | 3.885
GB81 | 1 |  | 2.85 | 1.4 |  | 3.99
GB82 | 1 |  | 2.85 | 1.4 |  | 3.99
GB83 | 1 |  | 2.775 | 1.4 |  | 3.885
GB84 | 1 |  | 2.77 | 1.4 |  | 3.878
GB85 | 1 |  | 2.775 | 1.4 |  | 3.885
GB86 | 1 |  | 2.05 | 1.4 |  | 2.87
GB87a | 2 |  | 1.4 | 1.4 |  | 3.92
GB87 | 1 |  | 3.2 | 1.4 |  | 4.48
RB101 | 2 |  | 1.5 | 1.4 |  | 4.2
GB88a | 2 |  | 1.4 | 1.4 |  | 3.92
GB88 | 1 |  | 3.2 | 1.4 |  | 4.48
GB89a | 3 |  | 1.4 | 1.4 |  | 5.88
GB89 | 1 |  | 3.2 | 1.4 |  | 4.48
GB90 | 1 |  | 4.65 | 1.4 |  | 6.51
GB93a | 1 |  | 1.73 | 1.4 |  | 2.422
GB93 | 1 |  | 2.846 | 1.4 |  | 3.9844
GB94a | 1 |  | 1.531 | 1.4 |  | 2.1434
GB94 | 1 |  | 4.346 | 1.4 |  | 6.0844
GB95a | 1 |  | 1.531 | 1.4 |  | 2.1434
GB95 | 1 |  | 2.646 | 1.4 |  | 3.7044
GB96a | 1 |  | 1.531 | 1.4 |  | 2.1434
GB96 | 1 |  | 4.346 | 1.4 |  | 6.0844
GB97a | 1 |  | 1.93 | 1.4 |  | 2.702
GB97 | 1 |  | 4.346 | 1.4 |  | 6.0844
GB98 | 2 |  | 6.05 | 1.4 |  | 16.94
RB101 | 2 |  | 1.5 | 1.4 |  | 4.2
Sunken beams | 7 |  | 3.307 | 1.4 |  | 32.4086
667.3675
GH SF
GB1 | 7 |  | 3.101 | 1.4 |  | 30.3898
GB2 | 7 |  | 1.125 | 1.4 |  | 11.025
RB1 | 7 |  | 1.43 | 1.4 |  | 14.014
RB1a | 7 |  | 0.42 | 1.4 |  | 4.116
GB3 | 1 |  | 4.765 | 1.4 |  | 6.671
GB4 | 1 |  | 4.765 | 1.4 |  | 6.671
GB5 | 1 |  | 4.815 | 1.4 |  | 6.741
GB6 | 1 |  | 4.815 | 1.4 |  | 6.741
GB7 | 1 |  | 4.815 | 1.4 |  | 6.741
GB8 | 1 |  | 4.815 | 1.4 |  | 6.741
GB9 | 1 |  | 4.765 | 1.4 |  | 6.671
GB10 | 1 |  | 5.195 | 1.4 |  | 7.273
GB11 | 1 |  | 4.365 | 1.4 |  | 6.111
GB12 | 1 |  | 4.44 | 1.4 |  | 6.216
GB13 | 1 |  | 4.44 | 1.4 |  | 6.216
GB14 | 1 |  | 4.44 | 1.4 |  | 6.216
GB15 | 1 |  | 3.915 | 1.4 |  | 5.481
GB16 | 1 |  | 4.465 | 1.4 |  | 6.251
GB17 | 1 |  | 4.348 | 1.4 |  | 6.0872
GB18 | 1 |  | 1.544 | 1.4 |  | 2.1616
GB19 | 1 |  | 7.486 | 1.4 |  | 10.4804
GB20 | 1 |  | 1.544 | 1.4 |  | 2.1616
GB21 | 1 |  | 7.486 | 1.4 |  | 10.4804
GB22 | 1 |  | 1.544 | 1.4 |  | 2.1616
GB23 | 1 |  | 7.336 | 1.4 |  | 10.2704
GB24 | 1 |  | 2.272 | 1.4 |  | 3.1808
GB25 | 1 |  | 3.049 | 1.4 |  | 4.2686
GB26 | 1 |  | 1.8 | 1.4 |  | 2.52
GB27 | 1 |  | 7.93 | 1.4 |  | 11.102
GB28 | 1 |  | 2.387 | 1.4 |  | 3.3418
GB29 | 1 |  | 5.8 | 1.4 |  | 8.12
GB30 | 1 |  | 2.93 | 1.4 |  | 4.102
GB31 | 1 |  | 5.8 | 1.4 |  | 8.12
GB32 | 1 |  | 0.643 | 1.4 |  | 0.9002
GB33 | 1 |  | 3.25 | 1.4 |  | 4.55
GB34 | 1 |  | 8.286 | 1.4 |  | 11.6004
GB35 | 1 |  | 8.286 | 1.4 |  | 11.6004
GB37 | 1 |  | 1.544 | 1.4 |  | 2.1616
GB38 | 1 |  | 3.218 | 1.4 |  | 4.5052
GB39 | 1 |  | 3.068 | 1.4 |  | 4.2952
GB40 | 1 |  | 1.544 | 1.4 |  | 2.1616
GB41 | 1 |  | 3.218 | 1.4 |  | 4.5052
GB42 | 1 |  | 3.368 | 1.4 |  | 4.7152
GB43 | 1 |  | 2.122 | 1.4 |  | 2.9708
GB46 | 1 |  | 5.115 | 1.4 |  | 7.161
GB47 | 1 |  | 4.815 | 1.4 |  | 6.741
GB48 | 1 |  | 5.115 | 1.4 |  | 7.161
GB49 | 1 |  | 4.915 | 1.4 |  | 6.881
GB50 | 1 |  | 4.765 | 1.4 |  | 6.671
GB51 | 1 |  | 4.815 | 1.4 |  | 6.741
GB52 | 1 |  | 4.815 | 1.4 |  | 6.741
GB53 | 1 |  | 4.765 | 1.4 |  | 6.671
GB54+GB55+GB56+GB57 | 1 |  | 20.66 | 1.4 |  | 28.924
GB58 | 1 |  | 1 | 1.4 |  | 1.4
GB59 | 1 |  | 0.7 | 1.4 |  | 0.98
GB59 | 1 |  | 2.85 | 1.4 |  | 3.99
GB60 | 1 |  | 2.775 | 1.4 |  | 3.885
GB101 | 1 |  | 8.023 | 1.4 |  | 11.2322
GB63 | 1 |  | 4.67 | 1.4 |  | 6.538
GB63 | 1 |  | 1.8 | 1.4 |  | 2.52
GB3 | 1 |  | 2.57 | 1.4 |  | 3.598
GB64 | 1 |  | 2.75 | 1.4 |  | 3.85
GB65 | 1 |  | 2.775 | 1.4 |  | 3.885
GB66 | 1 |  | 1.8 | 1.4 |  | 2.52
GB67 | 1 |  | 0.27 | 1.4 |  | 0.378
GB68 | 1 |  | 2.75 | 1.4 |  | 3.85
GB69 | 1 |  | 2.85 | 1.4 |  | 3.99
GB70 | 1 |  | 2.85 | 1.4 |  | 3.99
GB71 | 1 |  | 2.775 | 1.4 |  | 3.885
GB72 | 1 |  | 2.85 | 1.4 |  | 3.99
GB73 | 1 |  | 2.775 | 1.4 |  | 3.885
GB74 | 1 |  | 2.85 | 1.4 |  | 3.99
GB75 | 1 |  | 2.85 | 1.4 |  | 3.99
GB76 | 1 |  | 2.85 | 1.4 |  | 3.99
GB77 | 1 |  | 2.775 | 1.4 |  | 3.885
GB78 | 1 |  | 2.85 | 1.4 |  | 3.99
GB79 | 1 |  | 2.85 | 1.4 |  | 3.99
GB80 | 1 |  | 2.775 | 1.4 |  | 3.885
GB81 | 1 |  | 2.85 | 1.4 |  | 3.99
GB82 | 1 |  | 2.85 | 1.4 |  | 3.99
GB83 | 1 |  | 2.775 | 1.4 |  | 3.885
GB84 | 1 |  | 2.85 | 1.4 |  | 3.99
GB85 | 1 |  | 2.775 | 1.4 |  | 3.885
GB86 | 1 |  | 2.05 | 1.4 |  | 2.87
GB87a | 1 |  | 1.4 | 1.4 |  | 1.96
GB87 | 1 |  | 3.2 | 1.4 |  | 4.48
Rb101 | 4 |  | 1.5 | 1.4 |  | 8.4
GB88 | 1 |  | 4.6 | 1.4 |  | 6.44
GB89 | 1 |  | 4.6 | 1.4 |  | 6.44
GB90 | 1 |  | 4.65 | 1.4 |  | 6.51
GB91
GB92
GB93a | 1 |  | 1.529 | 1.4 |  | 2.1406
GB93 | 1 |  | 2.646 | 1.4 |  | 3.7044
GB94a | 1 |  | 1.53 | 1.4 |  | 2.142
GB94 | 1 |  | 4.36 | 1.4 |  | 6.104
GB95a | 1 |  | 1.53 | 1.4 |  | 2.142
GB95 | 1 |  | 2.646 | 1.4 |  | 3.7044
GB96a | 1 |  | 1.521 | 1.4 |  | 2.1294
GB96 | 1 |  | 4.346 | 1.4 |  | 6.0844
GB97a | 1 |  | 1.53 | 1.4 |  | 2.142
GB97 | 1 |  | 4.346 | 1.4 |  | 6.0844
GB98 | 1 |  | 6.35 | 1.4 |  | 8.89
GB98 | 1 |  | 6.05 | 1.4 |  | 8.47
GB99 | 1 |  | 3.05 | 1.4 |  | 4.27
GB100a | 1 |  | 2.648 | 1.4 |  | 3.7072
GB100 | 1 |  | 1.5 | 1.4 |  | 2.1
GB63 | 1 |  | 4.01 | 1.4 |  | 5.614
GB63 | 1 |  | 4.291 | 1.4 |  | 6.0074
CB101 | 1 |  | 3.873 | 1.4 |  | 5.4222
610.2866
GH TF
GB1 | 7 |  | 3.101 | 1.4 |  | 30.3898
GB2 | 7 |  | 1.125 | 1.4 |  | 11.025
RB1 | 7 |  | 1.43 | 1.4 |  | 14.014
RB1a | 7 |  | 0.42 | 1.4 |  | 4.116
GB3 | 1 |  | 4.765 | 1.4 |  | 6.671
GB4 | 1 |  | 4.765 | 1.4 |  | 6.671
GB5 | 1 |  | 4.815 | 1.4 |  | 6.741
GB6 | 1 |  | 4.815 | 1.4 |  | 6.741
GB7 | 1 |  | 4.815 | 1.4 |  | 6.741
GB8 | 1 |  | 4.815 | 1.4 |  | 6.741
GB9 | 1 |  | 4.765 | 1.4 |  | 6.671
GB10 | 1 |  | 5.195 | 1.4 |  | 7.273
GB11 | 1 |  | 4.365 | 1.4 |  | 6.111
GB12 | 1 |  | 4.44 | 1.4 |  | 6.216
GB13 | 1 |  | 4.44 | 1.4 |  | 6.216
GB14 | 1 |  | 4.44 | 1.4 |  | 6.216
GB15 | 1 |  | 3.915 | 1.4 |  | 5.481
GB16 | 1 |  | 4.465 | 1.4 |  | 6.251
GB17 | 1 |  | 4.348 | 1.4 |  | 6.0872
GB18 | 1 |  | 1.544 | 1.4 |  | 2.1616
GB19 | 1 |  | 7.486 | 1.4 |  | 10.4804
GB20 | 1 |  | 1.544 | 1.4 |  | 2.1616
GB21 | 1 |  | 7.486 | 1.4 |  | 10.4804
GB22 | 1 |  | 1.544 | 1.4 |  | 2.1616
GB23 | 1 |  | 7.336 | 1.4 |  | 10.2704
GB24 | 1 |  | 2.272 | 1.4 |  | 3.1808
GB25 | 1 |  | 3.049 | 1.4 |  | 4.2686
GB26 | 1 |  | 1.8 | 1.4 |  | 2.52
GB27 | 1 |  | 7.93 | 1.4 |  | 11.102
GB28 | 1 |  | 2.387 | 1.4 |  | 3.3418
GB29 | 1 |  | 5.8 | 1.4 |  | 8.12
GB30 | 1 |  | 2.93 | 1.4 |  | 4.102
GB31 | 1 |  | 5.8 | 1.4 |  | 8.12
GB32 | 1 |  | 3.115 | 1.4 |  | 4.361
GB 44 | 1 |  | 3.05 | 1.4 |  | 4.27
GB 45 | 1 |  | 3.05 | 1.4 |  | 4.27
GB58 | 1 |  | 1 | 1.4 |  | 1.4
GB59 | 1 |  | 0.7 | 1.4 |  | 0.98
GB59 | 1 |  | 2.85 | 1.4 |  | 3.99
GB63 | 1 |  | 1.8 | 1.4 |  | 2.52
GB3 | 1 |  | 2.57 | 1.4 |  | 3.598
GB64 | 1 |  | 2.75 | 1.4 |  | 3.85
GB65 | 1 |  | 2.775 | 1.4 |  | 3.885
GB66 | 1 |  | 1.8 | 1.4 |  | 2.52
GB67 | 1 |  | 0.27 | 1.4 |  | 0.378
GB68 | 1 |  | 2.75 | 1.4 |  | 3.85
GB69 | 1 |  | 2.85 | 1.4 |  | 3.99
GB70 | 1 |  | 2.85 | 1.4 |  | 3.99
GB71 | 1 |  | 2.775 | 1.4 |  | 3.885
GB72 | 1 |  | 2.85 | 1.4 |  | 3.99
GB73 | 1 |  | 2.775 | 1.4 |  | 3.885
GB74 | 1 |  | 2.85 | 1.4 |  | 3.99
GB75 | 1 |  | 2.85 | 1.4 |  | 3.99
GB76 | 1 |  | 2.85 | 1.4 |  | 3.99
GB77 | 1 |  | 2.775 | 1.4 |  | 3.885
GB78 | 1 |  | 2.85 | 1.4 |  | 3.99
GB79 | 1 |  | 2.85 | 1.4 |  | 3.99
GB80 | 1 |  | 2.775 | 1.4 |  | 3.885
GB81 | 1 |  | 2.85 | 1.4 |  | 3.99
GB82 | 1 |  | 2.85 | 1.4 |  | 3.99
GB83 | 1 |  | 2.775 | 1.4 |  | 3.885
GB84 | 1 |  | 2.85 | 1.4 |  | 3.99
GB85 | 1 |  | 2.775 | 1.4 |  | 3.885
GB86 | 1 |  | 2.05 | 1.4 |  | 2.87
GB98 | 1 |  | 6.35 | 1.4 |  | 8.89
GB98 | 1 |  | 6.05 | 1.4 |  | 8.47
GB63 | 1 |  | 4.01 | 1.4 |  | 5.614
GB63 | 1 |  | 4.291 | 1.4 |  | 6.0074
CB101 | 1 |  | 3.873 | 1.4 |  | 5.4222
383.1898
Fourth Floor
GB1 | 1 |  | 7.93 | 1.4 |  | 11.102
GB2 | 1 |  | 4.1 | 1.4 |  | 5.74
GB3 | 1 |  | 4.291 | 1.4 |  | 6.0074
GB4 | 1 |  | 2.37 | 1.4 |  | 3.318
GB5 | 1 |  | 1.12 | 1.4 |  | 1.568
GB6 | 1 |  | 2.05 | 1.4 |  | 2.87
GB7 | 1 |  | 7.93 | 1.4 |  | 11.102
41.7074
2322.086
DI-GF
DB40a | 1 |  | 0.941 | 1.4 |  | 1.3174
DB40 | 1 |  | 3.354 | 1.4 |  | 4.6956
DB41 | 1 |  | 5.818 | 1.4 |  | 8.1452
DB42 | 1 |  | 2.243 | 1.4 |  | 3.1402
DB43 | 1 |  | 3.657 | 1.4 |  | 5.1198
DB44 | 1 |  | 2.043 | 1.4 |  | 2.8602
DB45 | 1 |  | 3.557 | 1.4 |  | 4.9798
DB46 | 1 |  | 4.299 | 1.4 |  | 6.0186
DB47 | 1 |  | 4.21 | 1.4 |  | 5.894
DB48 | 1 |  | 6.3 | 1.4 |  | 8.82
DB49 | 1 |  | 2.745 | 1.4 |  | 3.843
DB50 | 1 |  | 2.745 | 1.4 |  | 3.843
DB51 | 1 |  | 2.745 | 1.4 |  | 3.843
DB52 | 1 |  | 4.6 | 1.4 |  | 6.44
| 1 |  | 4.8 | 1.4 |  | 6.72
DB53 | 1 |  | 10.945 | 1.4 |  | 15.323
DB54 | 1 |  | 1.974 | 1.4 |  | 2.7636
DB55 | 1 |  | 0.941 | 1.4 |  | 1.3174
DB56 | 1 |  | 3.947 | 1.4 |  | 5.5258
DB57 | 1 |  | 3.947 | 1.4 |  | 5.5258
DB58 | 1 |  | 3.947 | 1.4 |  | 5.5258
DB59 | 1 |  | 3.947 | 1.4 |  | 5.5258
DB60 | 1 |  | 3.336 | 1.4 |  | 4.6704
DB61 | 1 |  | 6.859 | 1.4 |  | 9.6026
DB62 | 1 |  | 5.159 | 1.4 |  | 7.2226
DB63 | 1 |  | 5.097 | 1.4 |  | 7.1358
DB64 | 1 |  | 3.336 | 1.4 |  | 4.6704
DB65 | 1 |  | 6.859 | 1.4 |  | 9.6026
DB66 | 1 |  | 3.947 | 1.4 |  | 5.5258
DB67 | 1 |  | 3.947 | 1.4 |  | 5.5258
DB68 | 1 |  | 3.947 | 1.4 |  | 5.5258
DB69 | 1 |  | 3.947 | 1.4 |  | 5.5258
DB70 | 1 |  | 3.947 | 1.4 |  | 5.5258
DB71 | 1 |  | 25.347 | 1.4 |  | 35.4858
DB72 | 1 |  | 7.134 | 1.4 |  | 9.9876
DB73 | 1 |  | 7.236 | 1.4 |  | 10.1304
DB37 | 4 |  | 1.5 | 1.4 |  | 8.4
DB74 | 1 |  | 3.02 | 1.4 |  | 4.228
DB75 | 1 |  | 5.19 | 1.4 |  | 7.266
DB76 | 1 |  | 2.187 | 1.4 |  | 3.0618
DB77 | 1 |  | 1.1 | 1.4 |  | 1.54
DB78 | 1 |  | 1.5 | 1.4 |  | 2.1
DB79 | 1 |  | 4.41 | 1.4 |  | 6.174
DB80 | 1 |  | 3.2 | 1.4 |  | 4.48
DB81 | 1 |  | 2.07 | 1.4 |  | 2.898
DB82 | 1 |  | 4.795 | 1.4 |  | 6.713
DB83 | 1 |  | 3.287 | 1.4 |  | 4.6018
DB84 | 1 |  | 4.124 | 1.4 |  | 5.7736
DB85 | 1 |  | 3.836 | 1.4 |  | 5.3704
DB86a | 1 |  | 0.216 | 1.4 |  | 0.3024
DB86 | 1 |  | 12.092 | 1.4 |  | 16.9288
DB87 | 1 |  | 3.146 | 1.4 |  | 4.4044
DB88 | 1 |  | 5.253 | 1.4 |  | 7.3542
DB89 | 1 |  | 9.656 | 1.4 |  | 13.5184
DB3 | 3 |  | 12.192 | 1.4 |  | 51.2064
DB3 | 1 |  | 4.18 | 1.4 |  | 5.852
| 1 |  | 3.164 | 1.4 |  | 4.4296
| 1 |  | 3.614 | 1.4 |  | 5.0596
C1 | 1 |  | 6.643 | 1.4 |  | 9.3002
| 1 |  | 5.436 | 1.4 |  | 7.6104
| 1 |  | 8.197 | 1.4 |  | 11.4758
DB15 | 1 |  | 12.573 | 1.4 |  | 17.6022
DB18 | 1 |  | 12.573 | 1.4 |  | 17.6022
DB19 | 1 |  | 12.503 | 1.4 |  | 17.5042
DB20 | 1 |  | 12.022 | 1.4 |  | 16.8308
DB3 | 1 |  | 12.573 | 1.4 |  | 17.6022
DB27a | 1 |  | 0.666 | 1.4 |  | 0.9324
DB28 | 1 |  | 3.635 | 1.4 |  | 5.089
DB29 | 1 |  | 3.89 | 1.4 |  | 5.446
DB30 | 1 |  | 3.885 | 1.4 |  | 5.439
DB34 | 1 |  | 6.597 | 1.4 |  | 9.2358
DB34a | 1 |  | 1.466 | 1.4 |  | 2.0524
DB34 | 1 |  | 3.633 | 1.4 |  | 5.0862
DB35 | 1 |  | 3.886 | 1.4 |  | 5.4404
DB36 | 1 |  | 3.885 | 1.4 |  | 5.439
DB37 | 1 |  | 3.885 | 1.4 |  | 5.439
DB38 | 1 |  | 3.885 | 1.4 |  | 5.439
585.5528
DB40a | 1 |  | 0.941 | 1.4 |  | 1.3174
DB40 | 1 |  | 3.354 | 1.4 |  | 4.6956
DB41 | 1 |  | 5.818 | 1.4 |  | 8.1452
DB42 | 1 |  | 2.243 | 1.4 |  | 3.1402
DB43 | 1 |  | 3.657 | 1.4 |  | 5.1198
DB44 | 1 |  | 2.043 | 1.4 |  | 2.8602
DB45 | 1 |  | 3.557 | 1.4 |  | 4.9798
DB46 |  |  |  | 1.4
DB47 | 1 |  | 4.213 | 1.4 |  | 5.8982
DB48 | 1 |  | 6.263 | 1.4 |  | 8.7682
DB49 | 1 |  | 2.745 | 1.4 |  | 3.843
DB50 | 1 |  | 2.745 | 1.4 |  | 3.843
DB51+DB52 | 1 |  | 10.945 | 1.4 |  | 15.323
DB53 | 1 |  | 10.945 | 1.4 |  | 15.323
XDB53 | 1 |  | 10.945 | 1.4 |  | 15.323
DB54 | 1 |  | 1.956 | 1.4 |  | 2.7384
DB55 | 1 |  | 0.941 | 1.4 |  | 1.3174
DB56 | 1 |  | 3.947 | 1.4 |  | 5.5258
DB57 | 1 |  | 3.947 | 1.4 |  | 5.5258
DB58 | 1 |  | 3.947 | 1.4 |  | 5.5258
DB59 | 1 |  | 3.947 | 1.4 |  | 5.5258
DB66 | 1 |  | 3.947 | 1.4 |  | 5.5258
DB67 | 1 |  | 3.947 | 1.4 |  | 5.5258
DB68 | 1 |  | 3.947 | 1.4 |  | 5.5258
DB69 | 1 |  | 3.947 | 1.4 |  | 5.5258
DB70 | 1 |  | 3.947 | 1.4 |  | 5.5258
DB71 | 1 |  | 25.347 | 1.4 |  | 35.4858
DB74 | 1 |  | 3.02 | 1.4 |  | 4.228
DB75 | 1 |  | 5.19 | 1.4 |  | 7.266
DB76 | 1 |  | 1.987 | 1.4 |  | 2.7818
DB77 | 1 |  | 1 | 1.4 |  | 1.4
DB78 | 1 |  | 1.5 | 1.4 |  | 2.1
DB81 | 1 |  | 2.07 | 1.4 |  | 2.898
DB82 | 1 |  | 4.795 | 1.4 |  | 6.713
DB83 | 1 |  | 3.287 | 1.4 |  | 4.6018
DB86a | 1 |  | 0.216 | 1.4 |  | 0.3024
DB86 | 1 |  | 12.092 | 1.4 |  | 16.9288
DB87 | 1 |  | 3.146 | 1.4 |  | 4.4044
DB89 | 1 |  | 9.656 | 1.4 |  | 13.5184
DB3 | 4 |  | 12.192 | 1.4 |  | 68.2752
DB3 | 1 |  | 4.18 | 1.4 |  | 5.852
| 1 |  | 3.164 | 1.4 |  | 4.4296
| 1 |  | 3.614 | 1.4 |  | 5.0596
338.6124
924.1652
Lintel Beam
Lintel
Guest Room
LB1 | 7 |  | 0.75 |  | 0.8 | 4.2
| 7 |  | 0.865 |  | 0.8 | 4.844
| 7 |  | 1.075 |  | 0.8 | 6.02
| 7 |  | 0.733 |  | 0.8 | 4.1048
| 7 |  | 0.713 |  | 0.8 | 3.9928
| 7 |  | 0.9 |  | 0.8 | 5.04
LB101 | 14 |  | 1 |  | 0.8 | 11.2
| 1 |  | 0.75 |  | 0.8 | 0.6
| 1 |  | 0.988 |  | 0.8 | 0.7904
| 1 |  | 0.9 |  | 0.8 | 0.72
| 1 |  | 0.9 |  | 0.8 | 0.72
Fire | 1 |  | 1.2 |  | 0.8 | 0.96
Staircase | 1 |  | 1.7 |  | 0.8 | 1.36
Store room | 1 |  | 1.05 |  | 0.8 | 0.84
Entrance | 1 |  | 2.7 |  | 0.8 | 2.16
0.8
Guest Room LB2 | 2 |  | 1.457 |  | 0.8 | 2.3312
| 3 |  | 2.715 |  | 0.8 | 6.516
| 1 |  | 1.3 |  | 0.8 | 1.04
| 4 |  | 1.1 |  | 0.8 | 3.52
| 2 |  | 1.7 |  | 0.8 | 2.72
| 1 |  | 2.4 |  | 0.8 | 1.92
| 1 |  | 1.2 |  | 0.8 | 0.96
| 1 |  | 1.4 |  | 0.8 | 1.12
| 3 |  | 1 |  | 0.8 | 2.4
| 1 |  | 1.436 |  | 0.8 | 1.1488
| 1 |  | 1.7 |  | 0.8 | 1.36
First Floor
| 1 |  | 0.75 |  | 0.8 | 0.6
| 7 |  | 0.864 |  | 0.8 | 4.8384
| 7 |  | 1.075 |  | 0.8 | 6.02
| 7 |  | 0.733 |  | 0.8 | 4.1048
| 7 |  | 0.714 |  | 0.8 | 3.9984
| 14 |  | 1 |  | 0.8 | 11.2
| 7 |  | 0.9 |  | 0.8 | 5.04
| 1 |  | 0.988 |  | 0.8 | 0.7904
| 2 |  | 1.05 |  | 0.8 | 1.68
LB3 | 1 |  | 1.9 |  | 0.8 | 1.52
LB1A | 1 |  | 1.451 |  | 0.8 | 1.1608
LB3 | 1 |  | 1.7 |  | 0.8 | 1.36
LB6 | 1 |  | 2.75 |  | 0.8 | 2.2
LB1 | 1 |  | 1.2 |  | 0.8 | 0.96
LB3 | 1 |  | 1.7 |  | 0.8 | 1.36
| 4 |  | 0.95 |  | 0.8 | 3.04
| 2 |  | 0.9 |  | 0.8 | 1.44
| 4 |  | 1.1 |  | 0.8 | 3.52
| 4 |  | 1.05 |  | 0.8 | 3.36
LB2 | 2 |  | 1.158 |  | 0.8 | 1.8528
| 6 |  | 1.208 |  | 0.8 | 5.7984
| 1 |  | 3.05 |  | 0.8 | 2.44
Second Floor
| 1 |  | 0.75 |  | 0.8 | 0.6
| 7 |  | 0.657 |  | 0.8 | 3.6792
| 7 |  | 1.282 |  | 0.8 | 7.1792
| 7 |  | 0.733 |  | 0.8 | 4.1048
| 7 |  | 0.714 |  | 0.8 | 3.9984
| 14 |  | 1 |  | 0.8 | 11.2
| 7 |  | 0.9 |  | 0.8 | 5.04
| 3 |  | 0.9 |  | 0.8 | 2.16
| 1 |  | 0.988 |  | 0.8 | 0.7904
| 2 |  | 1.05 |  | 0.8 | 1.68
LB3 | 1 |  | 1.9 |  | 0.8 | 1.52
LB1A | 1 |  | 1.451 |  | 0.8 | 1.1608
| 1 |  | 3.05 |  | 0.8 | 2.44
| 4 |  | 0.987 |  | 0.8 | 3.1584
Fire | 1 |  | 1.2 |  | 0.8 | 0.96
Staircase | 1 |  | 1.7 |  | 0.12 | 0.204 | 0.8
Third Floor
| 1 |  | 0.75 |  | 0.8 | 0.6
| 7 |  | 0.657 |  | 0.8 | 3.6792
| 7 |  | 1.282 |  | 0.8 | 7.1792
| 7 |  | 0.733 |  | 0.8 | 4.1048
| 7 |  | 0.714 |  | 0.8 | 3.9984
| 14 |  | 1 |  | 0.8 | 11.2
| 7 |  | 0.9 |  | 0.8 | 5.04
| 1 |  | 0.988 |  | 0.8 | 0.7904
Fire | 1 |  | 1.2 |  | 0.8 | 0.96
Staircase | 1 |  | 1.7 |  | 0.8 | 1.36
LB3 | 1 |  | 1.7 |  | 0.8 | 1.36
LB1A | 1 |  | 1.65 |  | 0.8 | 1.32
LB1 | 2 |  | 1.05 |  | 0.8 | 1.68
| 1 |  | 3.05 |  | 0.8 | 2.44
236.4592
Chajja Detail
GF,FF,SF,TF
Chajja 304A | 1 |  | 0.75 | 0.45 |  | 0.3375
Guest room 1 &Guets 7 | 2 |  | 0.941 |  |  | 1.882
Guest 1 & 2 to Guest 6&7 | 6 |  | 1.67 |  |  | 10.02
12.2395
48.958
285.4172
School block
Lintel
LB201
Admin room | 1 |  | 4.317 |  | 0.5 | 2.1585
Fire shaft 01 | 1 |  | 1.3 |  | 0.5 | 0.65
Creche | 1 |  | 2.8 |  | 0.5 | 1.4
| 1 |  | 0.607 |  | 0.5 | 0.3035
Lkg | 1 |  | 0.6 |  | 0.5 | 0.3
| 1 |  | 2.42 |  | 0.5 | 1.21
Mkg | 1 |  | 0.604 |  | 0.5 | 0.302
| 1 |  | 0.849 |  | 0.5 | 0.4245
Fire shaft 02 | 1 |  | 1.4 |  | 0.5 | 0.7
DB Shaft | 1 |  | 1.8 |  | 0.5 | 0.9
Std 2 attached Toilet | 1 |  | 0.9 |  | 0.5 | 0.45
Std 1 attached Toilet | 1 |  | 0.9 |  | 0.5 | 0.45
Ukg attached Toilet | 1 |  | 0.9 |  | 0.5 | 0.45
Visitors room | 1 |  | 1.05 |  | 0.5 | 0.525
Lift | 1 |  | 1.1 |  | 0.5 | 0.55
Toilet A | 1 |  | 1.2 |  | 0.5 | 0.6
Medical room | 1 |  | 1.05 |  | 0.5 | 0.525
Plumbing Shaft | 1 |  | 0.9 |  | 0.5 | 0.45
LB 201A
ELE&ELV Shaft | 1 |  | 2 |  | 0.4 | 0.8
Janitor room | 1 |  | 1.45 |  | 0.4 | 0.58
| 1 |  | 0.808 |  | 0.4 | 0.3232
| 1 |  | 0.7 |  | 0.4 | 0.28
Drinking water | 1 |  | 0.787 |  | 0.4 | 0.3148
Toilet Men | 1 |  | 1.75 |  | 0.4 | 0.7
WC | 1 |  | 4.15 |  | 0.4 | 1.66
| 1 |  | 0.9 |  | 0.4 | 0.36
| 3 |  | 2.9 |  | 0.4 | 3.48
| 1 |  | 1.496 |  | 0.4 | 0.5984
| 1 |  | 5.05 |  | 0.4 | 2.02
| 1 |  | 1 |  | 0.4 | 0.4
| 1 |  | 1.5 |  | 0.4 | 0.6
LB 203
Staircase | 1 |  | 1.85 |  | 0.5 | 0.925
Creche | 1 |  | 1.84 |  | 0.5 | 0.92
LKG | 1 |  | 1.84 |  | 0.5 | 0.92
MKG | 1 |  | 1.7 |  | 0.5 | 0.85
LB3-Multipupose lab | 1 |  | 1.8 |  | 0.5 | 0.9
Chemistry lab | 1 |  | 1.83 |  | 0.5 | 0.915
Toilet Women | 1 |  | 2.052 |  | 0.5 | 1.026
Toilet men | 1 |  | 2.3 |  | 0.5 | 1.15
Std 5 | 1 |  | 1.799 |  | 0.5 | 0.8995
Std 4 | 1 |  | 1.7879 |  | 0.5 | 0.89395
Std 3 | 1 |  | 1.8 |  | 0.5 | 0.9
Std 2 | 1 |  | 1.8 |  | 0.5 | 0.9
Std 01 | 1 |  | 1.8 |  | 0.5 | 0.9
Ukg | 1 |  | 1.8 |  | 0.5 | 0.9
Library | 1 |  | 1.506 |  | 0.5 | 0.753
| 1 |  | 1.9 |  | 0.5 | 0.95
LB211
Creche | 1 |  | 4.8 |  | 0.8 | 3.84
Lkg | 1 |  | 4.8 |  | 0.8 | 3.84
MKG | 1 |  | 3.5 |  | 0.8 | 2.8
Lab | 1 |  | 4.8 |  | 0.8 | 3.84
Std 5 | 1 |  | 4.5 |  | 0.8 | 3.6
St 3 &4 | 1 |  | 8.8 |  | 0.8 | 7.04
Std 1 & Std 2 | 1 |  | 8.82 |  | 0.8 | 7.056
Ukg | 1 |  | 4.7 |  | 0.8 | 3.76
0
LB205
Chemistry Lab | 2 |  | 2.025 |  | 0.6 | 2.43
Dining
Ups room-LB1 | 1 |  | 2.115 |  | 0.5 | 1.0575
Kitchen -LB1 | 1 |  | 1.1 |  | 0.5 | 0.55
LB3
LB201 | 1 |  | 2.05 |  | 0.5 | 1.025
| 1 |  | 1.65 |  | 0.5 | 0.825
LB201 | 1 |  | 4.572 |  | 0.5 | 2.286
First Floor
LB201 Lift | 1 |  | 1.1 |  | 0.5 | 0.55
Std 6 | 1 |  | 0.6 |  | 0.5 | 0.3
Std 7 | 1 |  | 0.6 |  | 0.5 | 0.3
Fire Shaft 2 | 1 |  | 1.4 |  | 0.5 | 0.7
DB Shaft | 1 |  | 1.8 |  | 0.5 | 0.9
LB 201A
ELE&ELV Shaft | 1 |  | 2 |  | 0.4 | 0.8
Janitor room | 1 |  | 1.45 |  | 0.4 | 0.58
| 1 |  | 0.808 |  | 0.4 | 0.3232
| 1 |  | 0.7 |  | 0.4 | 0.28
Drinking water | 1 |  | 0.787 |  | 0.4 | 0.3148
Toilet Men & Women | 1 |  | 1.75 |  | 0.4 | 0.7
WC | 1 |  | 4.15 |  | 0.4 | 1.66
WC | 1 |  | 0.9 |  | 0.4 | 0.36
WC | 3 |  | 2.9 |  | 0.4 | 3.48
WC | 1 |  | 1.496 |  | 0.4 | 0.5984
WC | 1 |  | 5.05 |  | 0.4 | 2.02
WC | 1 |  | 1 |  | 0.4 | 0.4
WC | 1 |  | 1.5 |  | 0.4 | 0.6
LB203
Staff | 1 |  | 1.748 |  | 0.5 | 0.874
Staircase | 1 |  | 3.15 |  | 0.5 | 1.575
Std 6 | 2 |  | 1.65 |  | 0.5 | 1.65
Std 7 | 1 |  | 1.65 |  | 0.5 | 0.825
Maths lab | 1 |  | 1.813 |  | 0.5 | 0.9065
Toilet Women | 1 |  | 2.052 |  | 0.5 | 1.026
Toilet Men | 1 |  | 2.3 |  | 0.5 | 1.15
Bio Lab | 1 |  | 1.8 |  | 0.5 | 0.9
0
Std 7 | 1 |  | 1.8 |  | 0.5 | 0.9
Std8 | 2 |  | 1.8 |  | 0.5 | 1.8
Std 9 | 2 |  | 1.8 |  | 0.5 | 1.8
Std10 | 1 |  | 1.8 |  | 0.5 | 0.9
LB 205 | 2 |  | 2.025 |  | 0.6 | 2.43
LB206 | 1 |  | 2.401 |  | 0.6 | 1.4406
LB211
Std 6 | 2 |  | 5.27 |  | 0.8 | 8.432
Std 7 | 1 |  | 5.272 |  | 0.8 | 4.2176
Maths Lab | 1 |  | 5.27 |  | 0.8 | 4.216
Library | 1 |  | 5.05 |  | 0.8 | 4.04
| 1 |  | 7.559 |  | 0.8 | 6.0472
Second Floor
LB201
Lift | 1 |  | 1.1 |  | 0.5 | 0.55
Fire Shaft 2 | 1 |  | 1.4 |  | 0.5 | 0.7
DB Shaft | 1 |  | 1.8 |  | 0.5 | 0.9
LB 201A
ELE&ELV Shaft | 1 |  | 2 |  | 0.4 | 0.8
Janitor room | 1 |  | 1.45 |  | 0.4 | 0.58
| 1 |  | 0.808 |  | 0.4 | 0.3232
| 1 |  | 0.7 |  | 0.4 | 0.28
Drinking water | 1 |  | 0.787 |  | 0.4 | 0.3148
Toilet Men & Women | 1 |  | 1.75 |  | 0.4 | 0.7
WC | 1 |  | 4.15 |  | 0.4 | 1.66
WC | 1 |  | 0.9 |  | 0.4 | 0.36
WC | 3 |  | 2.9 |  | 0.4 | 3.48
WC | 1 |  | 1.496 |  | 0.4 | 0.5984
WC | 1 |  | 5.05 |  | 0.4 | 2.02
WC | 1 |  | 1 |  | 0.4 | 0.4
WC | 1 |  | 1.5 |  | 0.4 | 0.6
LB203
Staff room | 1 |  | 1.75 |  | 0.5 | 0.875
Staircase | 1 |  | 3.15 |  | 0.5 | 1.575
Std 10 | 1 |  | 1.65 |  | 0.5 | 0.825
Std 11 | 2 |  | 1.65 |  | 0.5 | 1.65
Computer Lab | 1 |  | 1.776 |  | 0.5 | 0.888
Physics Lab | 1 |  | 1.8 |  | 0.5 | 0.9
Std 12 | 2 |  | 1.8 |  | 0.5 | 1.8
Std 11 & 12 | 2 |  | 1.8 |  | 0.5 | 1.8
LB 205 | 2 |  | 2.025 |  | 0.5 | 2.025
LB206 | 1 |  | 2.401 |  | 0.5 | 1.2005
LB212 | 1 |  | 38.235 |  | 0.8 | 30.588
Terrace Floor
LB203 | 1 |  | 1.7 |  | 0.5 | 0.85
Chajja
GF & FF
Toilet Women | 2 |  | 2.052 | 0.45 |  | 1.8468
Toilet Men | 2 |  | 2.6 | 0.45 |  | 2.34
SF | 1 |  | 6.374 | 2.86 |  | 18.2296
224.7725
DI
UPS room
LB1 | 1 |  | 1.5 |  | 0.45 | 0.675
| 1 |  | 0.9 |  | 0.45 | 0.405
Shaft | 1 |  | 3.145 |  | 0.45 | 1.4152
LB2-Mens toilet | 1 |  | 1.55 |  | 0.45 | 0.6975
0
LB6- DI Lobby | 1 |  | 2.8 |  | 0.55 | 1.54
Womens toilet -LB1 | 1 |  | 3.631 |  | 0.45 | 1.6339
LB1 | 1 |  | 1.254 |  | 0.45 | 0.5643
Store LB1 | 1 |  | 1.25 |  | 0.45 | 0.5625
0
LB1A Toilet | 1 |  | 2.3 |  | 0.4 | 0.92
| 1 |  | 1.6 |  | 0.4 | 0.64
| 2 |  | 1.5 |  | 0.4 | 1.2
LB3 | 1 |  | 1.644 |  | 0.5 | 0.822
LB201 | 1 |  | 9.656 |  | 0.5 | 4.828
| 4 |  | 3.947 |  | 0.5 | 7.894
| 1 |  | 0.94 |  | 0.5 | 0.47
FF
Training Room
LB9 | 1 |  | 4.944 |  | 0.5 | 2.472
LB201 | 2 |  | 6.036 |  | 0.5 | 6.036
LB3 | 2 |  | 1.8 |  | 0.5 | 1.8
0
Training Room +Resource Room |  |  |  |  | 0
LB3 | 2 |  | 1.8 |  | 0.5 | 1.8
LB201 | 1 |  | 0.942 |  | 0.5 | 0.471
| 9 |  | 3.947 |  | 0.5 | 17.7615
0
LB1 Shaft | 1 |  | 2.945 |  | 0.5 | 1.4725
| 1 |  | 1.25 |  | 0.5 | 0.625
Toilet | 1 |  | 1.35 |  | 0.5 | 0.675
| 1 |  | 1.25 |  | 0.5 | 0.625
| 1 |  | 1.1 |  | 0.5 | 0.55
| 1 |  | 1.13 |  | 0.5 | 0.565
| 1 |  | 3.6 |  | 0.5 | 1.8
0
Lobby-LB3 | 1 |  | 1.7 |  | 0.5 | 0.85
0
LB2 | 1 |  | 1.35 |  | 0.5 | 0.675
0
Store Room LB1 | 1 |  | 1.5 |  | 0.5 | 0.75
0
LB1A | 2 |  | 1.7 |  | 0.4 | 1.36
| 1 |  | 2.243 |  | 0.4 | 0.8972
Chajja
W208A | 1 |  | 11.04 | 0.6 |  | 6.624
| 1 |  | 18.5233 | 0.7 |  | 12.9663
FF training Room | 1 |  | 18.523 | 0.7 |  | 12.9661
| 2 |  | 4.494 | 1.7 |  | 15.2796
113.2887
Trough
School Block | 3 |  | 6 | 0.645 |  | 11.61
Toilet | 3 |  | 2.3 | 0.645 |  | 4.4505
| 3 |  | 3.092 | 0.645 |  | 5.983
Dining | 2 |  | 7.72 | 0.645 |  | 9.9588
32.0023
Guest House | 4 |  | 0.75 | 0.645 |  | 1.935
DI | 1 |  | 3.1 | 0.645 |  | 1.9995
| 1 |  | 2.9 | 0.645 |  | 1.8705
Toilet | 2 |  | 1.8 | 0.645 |  | 2.322
| 2 |  | 1.6 | 0.645 |  | 2.064
8.256
OHT
School block
FC1 | 1 |  | 1.6 |  | 0.6 | 0.96
FC2 | 1 |  | 1.6 |  | 0.6 | 0.96
Beams
SB1 | 1 |  | 3.15 |  | 1.4 | 4.41
SB2 | 1 |  | 3.15 |  | 1.4 | 4.41
SB3 | 1 |  | 6.43 |  | 1.4 | 9.002
SB4 | 1 |  | 6.43 |  | 1.4 | 9.002
Bottom Slab | 1 |  | 3.25 | 5.2 |  | 16.9
Deduct Cutout | -1 |  | 3.25 | 0.6 |  | -1.95
Walls | 4 |  | 4.8 |  | 1.75 | 33.6
| 10 |  | 3.25 |  | 2.2 | 71.5
Top Slab | 1 |  | 4.11 | 5.6 |  | 23.016
171.81
GH OHT
FC3 | 2 |  | 1.6 |  | 0.6 | 1.92
FC2 | 1 |  | 1.6 |  | 0.6 | 0.96
0
0
GB1&2 | 2 |  | 4.8 |  | 1.4 | 13.44
GB 3&4 | 2 |  | 2.82 |  | 1.4 | 7.896
0
0
OHT | [5 empty] | 0
Wall | 4 |  | 4.8 |  | 1.75 | 33.6
| 8 |  | 2.82 |  | 1.75 | 39.48
Bottom Slab | 1 |  | 5.2 | 3.32 |  | 17.264
Top Slab | 1 |  | 4.181 | 6.16 |  | 25.755
140.315
Saircase
Staircase 01 -GF-FF
Waist slab | 1 |  | 21.422 | 1.5 |  | 32.133
Steps | 24 |  | 1.5 |  | 0.15 | 5.4
MB1 | 1 |  | 3.18 |  | 1.4 | 4.452
CB | 2 |  | 3.18 |  | 1.4 | 8.904
Staircase 01 -FF-SF
Waist slab | 1 |  | 21.422 | 1.5 |  | 32.133
Steps | 24 |  | 1.5 |  | 0.15 | 5.4
MB1 | 1 |  | 3.18 |  | 1.4 | 4.452
CB | 2 |  | 3.18 |  | 1.4 | 8.904
Staircase 01 -SF-Terrace
Waist slab | 1 |  | 21.422 | 1.5 |  | 32.133
Steps | 24 |  | 1.5 |  | 0.15 | 5.4
MB1 | 1 |  | 3.18 |  | 1.4 | 4.452
CB | 2 |  | 3.18 |  | 1.4 | 8.904
Staircase 02
Footing | 1 |  | 4.5 |  | 0.3 | 1.35
RC Wall | 2 |  | 1.5 |  | 1 | 3
Waist slab | 1 |  | 20.154 |  | 1.5 | 30.231
Steps | 24 |  | 1.5 |  | 0.15 | 5.4
Staircase 03
Waist slab | 1 |  | 22.553 |  | 1.5 | 33.8295
Steps | 24 |  | 1.5 |  | 0.15 | 5.4
MB1a | 1 |  | 1.7 |  | 1.4 | 2.38
Staircase 04
Waist slab | 1 |  | 24.674 |  | 1.5 | 37.011
Steps | 24 |  | 1.5 |  | 0.15 | 5.4
MB1a | 1 |  | 3.06 |  | 1.1 | 3.366
Staircase 05
Footing | 1 |  | 4.5 |  | 0.3 | 1.35
RC Wall | 2 |  | 1.5 |  | 1 | 3
Waist slab | 1 |  | 20.154 |  | 1.5 | 30.231
Steps | 24 |  | 1.5 |  | 0.15 | 5.4
MB1 | 1 |  | 1.65 |  | 1.1 | 1.815
321.8305
Staircase 06
Footing | 1 |  | 4.5 |  | 0.3 | 1.35
RC Wall | 2 |  | 1.5 |  | 1 | 3
Waist slab | 1 |  | 21.096 |  | 1.5 | 31.644
Steps | 24 |  | 1.5 |  | 0.15 | 5.4
MB1 | 1 |  | 1.7 |  | 1.5 | 2.55
Staircase 07
Footing | 1 |  | 4.5 |  | 0.3 | 1.35
RC Wall | 2 |  | 1.5 |  | 1 | 3
Waist slab | 1 |  | 4.786 |  | 1.5 | 7.179
Waist slab | 1 |  | 24.321 |  | 1.5 | 36.4815
Steps | 24 |  | 1.5 |  | 0.15 | 5.4
MB1 | 1 |  | 1.7 |  | 1.5 | 2.55
99.9045
Staircase 08
Footing | 1 |  | 4.5 |  | 0.3 | 1.35
RC Wall | 2 |  | 1.5 |  | 1 | 3
4.35
Waist slab | 1 |  | 12.142 |  | 1.5 | 18.213
Waist slab | 1 |  | 10.341 |  | 1.5 | 15.5115
Waist slab | 1 |  | 7.999 |  | 1.5 | 11.9985
Steps | 24 |  | 1.5 |  | 0.15 | 5.4
MB1 | 1 |  | 2.04 |  | 1.1 | 2.244
MB2 | 1 |  | 4.293 |  | 1.1 | 4.7223
290.4465
Staircase 09
Footing | 1 |  | 4.5 |  | 0.3 | 1.35
RC Wall | 2 |  | 1.5 |  | 1 | 3
4.35
Waist slab | 1 |  | 12.101 |  | 1.5 | 18.1515
Waist slab | 1 |  | 13.863 |  | 1.5 | 20.7945
Steps | 24 |  | 1.5 |  | 0.15 | 5.4
MB1 | 1 |  | 3.047 |  | 1.1 | 3.3517
190.7908
489.9373
Blockwork
VP Blocks
Creche
Attached Toilet wall | 1 |  | 7.174 |  | 2.15 | 15.4241
Deduct Grill | -1 |  | 0.7 |  | 1.735 | -1.2145
Side wall | 2 |  | 1.524 |  | 2.15 | 6.5532
W110 | -2 |  | 1.524 |  | 0.645 | -1.966
Entrence wall | 2 |  | 2.03 |  | 2.15 | 8.729
D103 | -2 |  | 0.75 |  | 2.1 | -3.15
Attached Toilet | 1 |  | 3.05 |  | 2.15 | 6.5575
| 1 |  | 8.435 |  | 2.15 | 18.1352
Deduct Grill | -1 |  | 0.7 |  | 1.735 | -1.2145
| 1 |  | 2.03 |  | 2.15 | 4.3645
Deduct D103 | -1 |  | 0.75 |  | 2.1 | -1.575
| 1 |  | 1.5 |  | 2.15 | 3.225
Deduct W110 | -1 |  | 1 |  | 0.645 | -0.645
53.2236
DI
DI Steps area Blockwork | 1 |  | 2.1 |  | 1.532 | 3.2172
| 1 |  | 5.679 |  | 2.416 | 13.7205
| 1 |  | 1.7 |  | 2.082 | 3.5394
| 1 |  | 4.905 |  | 1.493 | 7.3232
27.8002
HP Block
School
Medical Room External Wall | 1 |  | 7.506 |  | 2.55 | 19.1403
Deduct W101 | -3 |  | 1 |  | 1.256 | -3.768
Medical Room External Wall | 1 |  | 12.779 |  | 2.55 | 32.5864
Wall betn Medical room and School Lobby | 1 |  | 4.657 |  | 2.55 | 11.8753
Wall betn Medical room & Toilet | 1 |  | 3.6 |  | 2.55 | 9.18
D109A | -1 |  | 0.6 |  | 1.5045 | -0.9027
Toilet Walls-Side | 1 |  | 2.24 |  | 3 | 6.72
| 1 |  | 2.24 |  | 2.55 | 5.712
Medical Entrance door | 1 |  | 5.131 |  | 2.55 | 13.084
Door D110 | -1 |  | 0.9 |  | 2.1 | -1.89
DoorD101 | -1 |  | 0.9 |  | 2.1 | -1.89
0
Lift | 2 |  | 1.8 |  | 2.55 | 9.18
Deduct Opening | -1 |  | 0.9 |  | 2.1 | -1.89
| 1 |  | 1.674 |  | 2.55 | 4.2687
| 1 |  | 0.65 |  | 2.55 | 1.6575
| 1 |  | 1.614 |  | 2.55 | 4.1157
| 1 |  | 4.854 |  | 2.55 | 12.3777
Visitors Room | [5 empty] | 0
Front Wall | 1 |  | 3.876 |  | 2.55 | 9.8838
Deduct Door D101 | -1 |  | 0.9 |  | 2.1 | -1.89
Back Wall | 1 |  | 3.876 |  | 2.55 | 9.8838
Side wall | 1 |  | 4.364 |  | 2.55 | 11.1282
Side wall | 1 |  | 4.564 |  | 2.55 | 11.6382
W105 | -1 |  | 2 |  | 1.69 | -3.38
0
Admin Room | [5 empty] | 0
Front wall | 1 |  | 9.828 |  | 3 | 29.484
Deduct D101 | -1 |  | 0.9 |  | 2.1 | -1.89
Deduct W104 | -2 |  | 1.35 |  | 1.69 | -4.563
Back Wall | 1 |  | 8.415 |  | 3 | 25.245
Deduct W103 | -1 |  | 2.5 |  | 1.69 | -4.225
Side | 1 |  | 4.334 |  | 2.95 | 12.7853
Deduct W103 | -1 |  | 4.334 |  | 2.14 | -9.2748
0
Staircase 01 | [5 empty] | 0
Side walls | 1 |  | 7.07 |  | 3 | 21.21
| 1 |  | 6.92 |  | 3 | 20.76
Back wall | 1 |  | 3.15 |  | 3 | 9.45
Front wall | 1 |  | 3.25 |  | 3 | 9.75
Deduct door | -1 |  | 1.5 |  | 2.1 | -3.15
0
Duct Wall | [5 empty] | 0
Side wall | 1 |  | 0.649 |  | 3 | 1.947
Front wall | 1 |  | 1.65 |  | 3 | 4.95
Deduct door | -1 |  | 0.9 |  | 2.1 | -1.89
0
Creche | [5 empty] | 0
Staircase extendedwall | 1 |  | 1.69 |  | 3 | 5.07
Deduct W106 | -1 |  | 1.69 |  | 1.69 | -2.8561
Side window wall | 1 |  | 6 |  | 3 | 18
Deduct opening | -1 |  | 1.692 |  | 2.1 | -3.5532
Deduct opening | -1 |  | 1.319 |  | 2.1 | -2.7699
Wall betn ramp & creche | 1 |  | 5.905 |  | 3 | 17.715
Wall betn playarea and creche | 1 |  | 9.06 |  | 3 | 27.18
Door D107 | -1 |  | 1.84 |  | 2.1 | -3.864
Door D106 | -1 |  | 4.5 |  | 2.1 | -9.45
0
0
Jaali wall | 1 |  | 6.1 |  | 3 | 18.3
Deduct Jaali | -1 |  | 4.1 |  | 2.15 | -8.815
0
LKG | [5 empty] | 0
Wal lbetn LKG and Play area | 1 |  | 9.061 |  | 3 | 27.183
Door D106 | -1 |  | 4.5 |  | 2.1 | -9.45
Door D107 | -1 |  | 1.5 |  | 2.1 | -3.15
Side wall | 1 |  | 5.9 |  | 3 | 17.7
Wall etn LKG and Mkg | 1 |  | 8.76 |  | 3 | 26.28
Deduct W113 | -1 |  | 1.84 |  | 2.14 | -3.9376
Window Wall | 1 |  | 5.9 |  | 3 | 17.7
Deduct openings | -1 |  | 1.584 |  | 2.1 | -3.3264
Deduct openings | -1 |  | 1.158 |  | 2.1 | -2.4318
0
MKG | [5 empty] | 0
Wall betn MKG and OTS | 1 |  | 6.1 |  | 3 | 18.3
Wall betn MKG and Play area | 1 |  | 7.2 |  | 3 | 21.6
Deduct D108 | -1 |  | 1.5 |  | 2.1 | -3.15
Deduct D106 | -1 |  | 4.5 |  | 2.1 | -9.45
Window wall | 1 |  | 6.1 |  | 3 | 18.3
Deduct openings | -1 |  | 1.955 |  | 2.1 | -4.1055
Deduct openings | -1 |  | 1.748 |  | 2.1 | -3.6708
0
0
play area jaali wAll | 1 |  | 8.3 |  | 3.1 | 25.73
Deduct Jaali | -1 |  | 3.6 |  | 2.51 | -9.036
| -1 |  | 2.95 |  | 2.51 | -7.4045
0
Multipurpose lab | [5 empty] | 0
Wall betn play area &lab | 1 |  | 5.434 |  | 3 | 16.302
Deduct Door D106 | -1 |  | 4.5 |  | 2.1 | -9.45
Entrance | 1 |  | 2.102 |  | 3 | 6.306
Door D107 | -1 |  | 1.5 |  | 2.1 | -3.15
| 1 |  | 3.913 |  | 3 | 11.739
Wall betn Multipurpose lab and chemistry lab | 1 |  | 8.438 |  | 3 | 25.314
Deduct W115 | -1 |  | 1.2 |  | 3.185 | -3.822
Deduct W114 | -1 |  | 2.1 |  | 1.075 | -2.2575
Window wall | 1 |  | 7.093 |  | 3.5 | 24.8255
Deduct W114 | -1 |  | 2.1 |  | 1.075 | -2.2575
0
Wall etn Chemistry lab and toilet | 1 |  | 5.588 |  | 3 | 16.764
Lab entrance wall | 1 |  | 8.045 |  | 3 | 24.135
Deduct W106 | -2 |  | 1.825 |  | 1.075 | -3.9238
Deduct D108 | -1 |  | 1.5 |  | 2.1 | -3.15
DB shaft | 1 |  | 2 |  | 3 | 6
| 1 |  | 1.8 |  | 3 | 5.4
Deduct D109 | -2 |  | 0.6 |  | 1.505 | -1.806
Fire Shaft | 2 |  | 1.199 |  | 3 | 7.194
| 1 |  | 1 |  | 3 | 3
Deduct Door D105 | -1 |  | 0.9 |  | 1.505 | -1.3545
Window wall | 1 |  | 10.39 |  | 3.6 | 37.404
Deduct W114 | -2 |  | 2.1 |  | 1.075 | -4.515
0
Toilet Wall | [5 empty] | 0
Womens | 1 |  | 4.3 |  | 3 | 12.9
Deduct W117 | -1 |  | 1.5 |  | 1.935 | -2.9025
Wall betn men and women toilet | 1 |  | 4.35 |  | 3.15 | 13.7025
0
Toilet M | [5 empty] | 0
Back wall | 1 |  | 5.14 |  | 3.15 | 16.191
W117 | -1 |  | 1.5 |  | 1.935 | -2.9025
Side wall | 1 |  | 7.2 |  | 3 | 21.6
Door wall | 1 |  | 1.39 |  | 3 | 4.17
0
Toilet attached | 1 |  | 3.45 |  | 3.15 | 10.8675
Deduct Door D102 | -1 |  | 0.9 |  | 2.95 | -2.655
| 2 |  | 2.2 |  | 3.45 | 15.18
Deduct Door D111A | -1 |  | 0.9 |  | 2.1 | -1.89
Wall betn drinking water and Toilet A | 1 |  | 6 |  | 3.45 | 20.7
0
UKG | [5 empty] | 0
Side wall | 1 |  | 9.669 |  | 3 | 29.007
Back wall of UKG to 5th Std | 1 |  | 37.835 |  | 3.45 | 130.5308
Deduct doors D115 | -4 |  | 3.8 |  | 2.1 | -31.92
Deduct doors D114 | -2 |  | 4 |  | 2.1 | -16.8
0
Attached Toilet walls UG& Std 1 | 2 |  | 1.7 |  | 3.45 | 11.73
Deduct D103 | -2 |  | 0.75 |  | 2.1 | -3.15
| 1 |  | 3.56 |  | 3 | 10.68
Wall etn Toilets | 1 |  | 1.5 |  | 3.45 | 5.175
0
Attached Toilet walls Std 2 & Std 3 | 2 |  | 1.7 |  | 3.45 | 11.73
Deduct D103 | -2 |  | 0.75 |  | 2.1 | -3.15
| 1 |  | 3.96 |  | 3 | 11.88
Wall etn Toilets | 1 |  | 1.5 |  | 3.45 | 5.175
0
Attached Toilet walls Std 4 & Std 5 | 2 |  | 1.7 |  | 3.45 | 11.73
Deduct D103 | -2 |  | 0.75 |  | 2.1 | -3.15
| 1 |  | 3.96 |  | 3 | 11.88
Wall betn Toilets | 1 |  | 1.5 |  | 3.45 | 5.175
0
UKG Entrence wall | 1 |  | 3.431 |  | 3 | 10.293
| 1 |  | 2.784 |  | 3.45 | 9.6048
Deduct D113 | -1 |  | 1.5 |  | 2.1 | -3.15
0
Std 1 & 2 entrance wall | 1 |  | 6.663 |  | 3 | 19.989
| 2 |  | 2.784 |  | 3.45 | 19.2096
Deduct D113 | -2 |  | 1.5 |  | 2.1 | -6.3
0
Std 3 & 4 entrance wall | 1 |  | 6.663 |  | 3 | 19.989
| 2 |  | 2.784 |  | 3.45 | 19.2096
Deduct D113 | -2 |  | 1.5 |  | 2.1 | -6.3
0
Std 5 Entrence wall | 1 |  | 3.431 |  | 3 | 10.293
| 1 |  | 2.784 |  | 3.45 | 9.6048
Deduct D113 | -1 |  | 1.5 |  | 2.1 | -3.15
0
Wall betn Library&5th std | 1 |  | 7.769 |  | 3 | 23.307
0
Lirarary Entrance wall | 1 |  | 13.346 |  | 4.649 | 62.0456
Deduct D119 | -1 |  | 1.5 |  | 2.1 | -3.15
Deduct W118 | -1 |  | 2.716 |  | 1.71 | -4.6444
Deduct W119 | -1 |  | 2.641 |  | 1.71 | -4.5161
Deduct W120 | -1 |  | 2.645 |  | 1.71 | -4.5229
0
Side wall | 1 |  | 7.563 |  | 4.649 | 35.1604
0
back wall | 1 |  | 13.769 |  | 3.5 | 48.1915
Deduct W122 | -1 |  | 1.3 |  | 1.585 | -2.0605
Deduct W121 | -1 |  | 3.345 |  | 1.71 | -5.7199
Below Staircase | 1 |  | 2.723 |  | 2.119 | 5.77
Play area wall | 1 |  | 58.897 |  | 1.24 | 73.0323
Dining
UPS room
Side walls | 1 |  | 4.15 |  | 2.6 | 10.79
Side walls | 1 |  | 5.858 |  | 2.6 | 15.2308
Front wall | 1 |  | 2.315 |  | 3.05 | 7.0607
Deduct D201 | -1 |  | 0.9 |  | 2.1 | -1.89
Receiving area | 1 |  | 6.075 |  | 2.95 | 17.9213
Wall of Kitchen +Receiving | 1 |  | 9.22 |  | 2.95 | 27.199
Deduct W208 | -1 |  | 3.947 |  | 1.935 | -7.6374
D202 | -1 |  | 1.5 |  | 2.1 | -3.15
Wall of Kitchen + Dishwash | 1 |  | 11.195 |  | 2.95 | 33.0252
Wall Betn Kitchen & receiving area | 1 |  | 11.249 |  | 2.95 | 33.1846
Deduct W202 | -2 |  | 1.2 |  | 1.31 | -3.144
D215 | -1 |  | 1.5 |  | 2.1 | -3.15
Deduct W211 | -1 |  | 2.775 |  | 0.45 | -1.2487
Deduct W212 | -1 |  | 1.825 |  | 0.45 | -0.82125
Wall Betn Kitchen and Dishwash | 1 |  | 10.636 |  | 2.95 | 31.3762
Deduct D201 | -1 |  | 0.9 |  | 2.1 | -1.89
Wall bet Dishwash and Drinking water | 1 |  | 8.607 |  | 2.15 | 18.505
Wall bet plate wash and dish wash & drinking | 1 |  | 3.5 |  | 2.95 | 10.325
Wall betn drinking water & Stage | 1 |  | 13.049 |  | 2.95 | 38.4946
Wall betn Ups and dining | 1 |  | 6.323 |  | 2.95 | 18.6529
Service Duct Font wall & back wall | 2 |  | 2.945 |  | 2.85 | 16.7865
Deduct D203 | -2 |  | 0.52 |  | 1.505 | -1.5652
Deduct D204 | -1 |  | 0.9 |  | 1.505 | -1.3545
Side wall of ducts and janitor front wall | 1 |  | 2.22 |  | 2.85 | 6.327
Deduct D201 | -1 |  | 0.9 |  | 2.1 | -1.89
Deduct D201A | -1 |  | 0.9 |  | 0.7 | -0.63
Ups room Front wall | 1 |  | 2.745 |  | 2.6 | 7.137
Deduct D201 | -1 |  | 0.9 |  | 2.1 | -1.89
Side wall | 1 |  | 0.9 |  | 2.6 | 2.34
Deduct W203 | -1 |  | 1.2 |  | 1.935 | -2.322
Wall | 1 |  | 5.19 |  | 3.15 | 16.3485
Parapet walls | 1 |  | 6.623 |  | 1.24 | 8.2125
| 1 |  | 5.905 |  | 3 | 17.715
1502.4621
FF
Staff | 1 |  | 5.85 |  | 3 | 17.55
| 2 |  | 1.96 |  | 3 | 11.76
Deduct W136 | -1 |  | 1.96 |  | 1.595 | -3.1262
| 1 |  | 4.334 |  | 3 | 13.002
Deduct W138 | -1 |  | 4.334 |  | 1.71 | -7.4111
Side wall | 1 |  | 5.707 |  | 3 | 17.121
Staff room entry wall | 1 |  | 10.832 |  | 3 | 32.496
Deduct D116 | -1 |  | 0.9 |  | 1.241 | -1.1169
| -1 |  | 4.034 |  | 1.806 | -7.2854
Deduct W140 | -2 |  | 2.293 |  | 1.71 | -7.8421
Deduct D108 | -1 |  | 1.5 |  | 2.1 | -3.15
Cutout walls | 1 |  | 7.009 |  | 3 | 21.027
| 1 |  | 4.225 |  | 3 | 12.675
Staicase 04
Staicase 04 | 1 |  | 7.445 |  | 3 | 22.335
Deduct W135 | -1 |  | 1 |  | 1.71 | -1.71
Plumbing Shaft Wall | 1 |  | 1.08 |  | 3 | 3.24
Deduct D109A | -1 |  | 0.6 |  | 1.505 | -0.903
Staicase 04 to Lift back wall | 1 |  | 11.279 |  | 3 | 33.837
0
Wall betn staicase and staff room | 1 |  | 4.128 |  | 3.45 | 14.2416
Wall betn staicase and staff room | 1 |  | 1.5 |  | 2.4 | 3.6
PHE Shaft wall | 1 |  | 0.568 |  | 3 | 1.704
Staff betn lift and staff | 1 |  | 1.674 |  | 3 | 5.022
Lift back wall | 1 |  | 1.8 |  | 3 | 5.4
Lift front wall | 1 |  | 3.6 |  | 3 | 10.8
Deduct Opening | -1 |  | 0.9 |  | 2.1 | -1.89
Lift | 1 |  | 0.65 |  | 3 | 1.95
Lift side shaft | 1 |  | 1.841 |  | 3.45 | 6.3514
Staircase 01
Side wall | 1 |  | 7.07 |  | 3 | 21.21
| 1 |  | 6.92 |  | 3 | 20.76
| 2 |  | 3.25 |  | 3 | 19.5
Deduct D112 | -1 |  | 1.5 |  | 2.1 | -3.15
Deduct D105 | -1 |  | 0.9 |  | 1.505 | -1.3545
Cutout | 1 |  | 1.75 |  | 3 | 5.25
| 1 |  | 0.649 |  | 3.45 | 2.2391
Std 6
window wall | 1 |  | 5.6 |  | 3 | 16.8
Deduct W139 | -1 |  | 0.45 |  | 1.71 | -0.7695
Wall betn passage & Std 6 | 1 |  | 5.825 |  | 3 | 17.475
Deduct Jaali | -2 |  | 0.595 |  | 2.14 | -2.5466
Entrence wall Std 6 | 1 |  | 7.221 |  | 3 | 21.663
Door D107 | -1 |  | 1.5 |  | 2.1 | -3.15
Window W142 | -2 |  | 2.46 |  | 1.29 | -6.3468
Std 6
Entrance wall | 1 |  | 7.222 |  | 3 | 21.666
Door D107 | -1 |  | 1.5 |  | 2.1 | -3.15
Window W142 | -2 |  | 2.46 |  | 1.29 | -6.3468
Side wall | 1 |  | 5.9 |  | 3 | 17.7
Deduct Jaali | -2 |  | 0.595 |  | 2.14 | -2.5466
Wall etn Std 6 and Std 7 | 1 |  | 6.92 |  | 3 | 20.76
Deduct W113 | -1 |  | 1.84 |  | 2.14 | -3.9376
Window Wall | 1 |  | 5.9 |  | 3 | 17.7
Deduct W139 | -2 |  | 0.45 |  | 1.71 | -1.539
STD 7
Side wall Std 7 | 1 |  | 6.1 |  | 3 | 18.3
Deduct Jaali | -2 |  | 0.595 |  | 2.14 | -2.5466
Entrence wall of std 7 | 1 |  | 7.621 |  | 3 | 22.863
Deduct D108 | -1 |  | 1.5 |  | 2.1 | -3.15
w142 | -2 |  | 2.46 |  | 1.29 | -6.3468
Window wall | 1 |  | 6.1 |  | 3 | 18.3
Deduct W139 | -2 |  | 0.45 |  | 1.71 | -1.539
Maths Lab
Side wall | 1 |  | 5.434 |  | 3 | 16.302
Deduct W142 | -2 |  | 2.46 |  | 1.29 | -6.3468
Entrance | 1 |  | 6.44 |  | 3 | 19.32
Door D107 | -1 |  | 1.5 |  | 2.1 | -3.15
window wall | 1 |  | 7 |  | 3.185 | 22.295
Deduct W114 | -1 |  | 1.2 |  | 3.18 | -3.816
Wall betn maths lab and biolab | 1 |  | 8.438 |  | 3 | 25.314
Deduct W114 | -1 |  | 1.2 |  | 3.18 | -3.816
Deduct W115 | -1 |  | 2.4 |  | 1.075 | -2.58
biolog lab
Entrance wall | 1 |  | 8.095 |  | 3 | 24.285
Deduct D108 | -1 |  | 1.5 |  | 2.1 | -3.15
Deduct W116 | -2 |  | 1.825 |  | 1.075 | -3.9238
Window Wall | 1 |  | 10.334 |  | 3.18 | 32.8621
Deduct W114 | -2 |  | 1.2 |  | 3.18 | -7.632
DB shaft | 1 |  | 2 |  | 3.45 | 6.9
| 1 |  | 1.8 |  | 3 | 5.4
| 1 |  | 0.3 |  | 3.45 | 1.035
Deduct D109 | -2 |  | 0.6 |  | 1.505 | -1.806
Fire Shaft | 2 |  | 1.2 |  | 3 | 7.2
| 1 |  | 1 |  | 3.45 | 3.45
Deduct Door D105 | -1 |  | 0.9 |  | 1.505 | -1.3545
Wall betn Biology lab and Toilet | 1 |  | 5.59 |  | 3.15 | 17.6085
Toilet Wall
Womens | 1 |  | 4.3 |  | 3 | 12.9
Deduct W117 | -1 |  | 1.5 |  | 1.935 | -2.9025
Wall betn men and women toilet | 1 |  | 4.35 |  | 3 | 13.05
Toilet M
Back wall | 1 |  | 5.14 |  | 3.15 | 16.191
Deduct W117 | -1 |  | 1.5 |  | 1.935 | -2.9025
Side wall | 1 |  | 7.2 |  | 3.15 | 22.68
Door wall | 1 |  | 1.39 |  | 3.15 | 4.3785
Toilet attached | 1 |  | 3.45 |  | 3.15 | 10.8675
Deduct Door D102 | -1 |  | 0.9 |  | 2.95 | -2.655
| 2 |  | 2.2 |  | 3.45 | 15.18
Deduct Door D111A | -1 |  | 0.9 |  | 2.1 | -1.89
Wall betn toilet and Drining water | 1 |  | 6 |  | 3.45 | 20.7
Std 7
Side wall | 1 |  | 8.369 |  | 3.15 | 26.3623
Back wall of UKG to 5th Std | 1 |  | 36.6 |  | 3.15 | 115.29
W154 | -12 |  | 3.8 |  | 1.71 | -77.976
Std 7 Entrence wall | 1 |  | 4.331 |  | 3 | 12.993
| 1 |  | 2.926 |  | 3.45 | 10.0947
Deduct D113 | -1 |  | 1.5 |  | 2.1 | -3.15
Std 8 Entrance wall | 1 |  | 4.031 |  | 3 | 12.093
| 1 |  | 2.926 |  | 3.45 | 10.0947
Deduct D113 | -1 |  | 1.5 |  | 2.1 | -3.15
Std 8 entrance wall | 1 |  | 3.981 |  | 3 | 11.943
| 1 |  | 2.926 |  | 3.45 | 10.0947
Deduct D113 | -2 |  | 1.5 |  | 2.1 | -6.3
Std 9 Entrence wall | 1 |  | 3.904 |  | 3 | 11.712
| 1 |  | 3.184 |  | 3.45 | 10.9848
Deduct D113 | -1 |  | 1.5 |  | 2.1 | -3.15
Std 9 Entrence wall | 1 |  | 3.904 |  | 3 | 11.712
| 1 |  | 2.901 |  | 3.45 | 10.0084
Deduct D113 | -1 |  | 1.5 |  | 2.1 | -3.15
Std 10 Entrence wall | 1 |  | 4.166 |  | 3 | 12.498
| 1 |  | 3.184 |  | 3.45 | 10.9848
Deduct D113 | -1 |  | 1.5 |  | 2.1 | -3.15
Wall betn Library | 1 |  | 7.768 |  | 3 | 23.304
Lirarary Entrance wall | 1 |  | 14.179 |  | 2.88 | 40.8355
Side wall | 1 |  | 10.787 |  | 2.516 | 27.1401
back wall | 1 |  | 15.598 |  | 2.448 | 38.1839
969.7402
SF
Staff Room | 1 |  | 17.034 |  | 3 | 51.102
| 1 |  | 9.535 |  | 3 | 28.605
Wall betn staff and open terrace | 1 |  | 9.824 |  | 3 | 29.472
Deduct D118 | -1 |  | 0.9 |  | 1.24 | -1.116
Deduct D157 | -2 |  | 2.227 |  | 1.71 | -7.6163
Staff Entrence | 1 |  | 12.119 |  | 3 | 36.357
Deduct D107 | -1 |  | 1.5 |  | 2.1 | -3.15
Wall betn staicase & duct | 1 |  | 3.6 |  | 3 | 10.8
| 1 |  | 2.24 |  | 3 | 6.72
Deduct W156 | -1 |  | 1 |  | 2.785 | -2.785
Lift wall | 2 |  | 1.8 |  | 3 | 10.8
Deduct opening | -1 |  | 0.9 |  | 2.1 | -1.89
| 1 |  | 1.582 |  | 3 | 4.746
| 1 |  | 0.65 |  | 3 | 1.95
| 1 |  | 1.814 |  | 3 | 5.442
Staircase 01
Side wall | 1 |  | 7.02 |  | 3 | 21.06
| 1 |  | 6.92 |  | 3 | 20.76
| 2 |  | 3.25 |  | 3 | 19.5
Deduct D105 | -1 |  | 0.9 |  | 1.505 | -1.3545
D112 | -1 |  | 1.5 |  | 2.1 | -3.15
Duct | 1 |  | 1.75 |  | 3 | 5.25
| 1 |  | 0.649 |  | 3.45 | 2.2391
Std 10 | 1 |  | 5.825 |  | 3 | 17.475
Deduct Jaali | -2 |  | 0.595 |  | 2.14 | -2.5466
Entrance wall | 1 |  | 7.22 |  | 3 | 21.66
Deduct door D107 | -1 |  | 1.5 |  | 2.1 | -3.15
Deduct W160 | -2 |  | 2.46 |  | 1.925 | -9.471
Window wall | 1 |  | 5.9 |  | 3 | 17.7
Deduct W158 | -2 |  | 0.45 |  | 2.785 | -2.5065
Deduct opening | -1 |  | 1.704 |  | 2.1 | -3.5784
Std 11
Entrence wall | 1 |  | 7.221 |  | 3 | 21.663
Deduct door D107 | -1 |  | 1.5 |  | 2.1 | -3.15
Deduct W160 | -2 |  | 2.46 |  | 1.925 | -9.471
Side Walls | 1 |  | 6.1 |  | 3 | 18.3
Deduct W158 | -2 |  | 0.45 |  | 2.785 | -2.5065
Side Walls | 1 |  | 6.1 |  | 3 | 18.3
Deduct Jaali | -2 |  | 0.595 |  | 2.14 | -2.5466
Wall betn Std 11 &std 11 | 1 |  | 6.9 |  | 3 | 20.7
Std 11
Entrence wall | 1 |  | 7.221 |  | 3 | 21.663
Deduct door D108 | -1 |  | 1.5 |  | 2.1 | -3.15
Deduct W160 | -2 |  | 2.46 |  | 1.925 | -9.471
Side Walls | 1 |  | 6.1 |  | 3 | 18.3
Deduct W158 | -2 |  | 0.45 |  | 2.785 | -2.5065
Side Walls | 1 |  | 6.1 |  | 3 | 18.3
Deduct Jaali | -2 |  | 0.595 |  | 2.14 | -2.5466
Computer lab
Side wall | 1 |  | 5.434 |  | 3 | 16.302
Deduct W160 | -2 |  | 2.46 |  | 1.925 | -9.471
Entrance | 1 |  | 6.44 |  | 3 | 19.32
Door D107 | -1 |  | 1.5 |  | 2.1 | -3.15
window wall | 1 |  | 7 |  | 3 | 21
Wall betn maths lab and Physics | 1 |  | 8.438 |  | 3 | 25.314
Deduct W114 | -1 |  | 1.2 |  | 3.185 | -3.822
Physics lab
Entrance wall | 1 |  | 8.095 |  | 3 | 24.285
Deduct D108 | -1 |  | 1.5 |  | 2.1 | -3.15
Deduct W116 | -1 |  | 1.825 |  | 1.075 | -1.9619
DB shaft | 1 |  | 2 |  | 3 | 6
| 1 |  | 1.8 |  | 3 | 5.4
| 1 |  | 0.3 |  | 3.45 | 1.035
Deduct D109 | -2 |  | 0.6 |  | 1.505 | -1.806
Window wall | 1 |  | 10.328 |  | 3 | 30.984
Deduct W114 | -1 |  | 1.2 |  | 3.185 | -3.822
Fire Shaft | 2 |  | 1.2 |  | 3 | 7.2
| 1 |  | 1 |  | 3.45 | 3.45
Deduct Door D105 | -1 |  | 0.9 |  | 1.505 | -1.3545
Wall betn Physics lab and Toilet | 1 |  | 5.59 |  | 3 | 16.77
Toilet Wall
Womens | 1 |  | 4.3 |  | 3 | 12.9
Deduct W117 | -1 |  | 1.5 |  | 1.935 | -2.9025
Wall betn men and women toilet | 1 |  | 4.35 |  | 3 | 13.05
Toilet M
Back wall | 1 |  | 5.14 |  | 3 | 15.42
W117 | -1 |  | 1.5 |  | 1.935 | -2.9025
Side wall | 1 |  | 7.2 |  | 3 | 21.6
Door wall | 1 |  | 1.39 |  | 3 | 4.17
Toilet attached | 1 |  | 3.45 |  | 3 | 10.35
| 2 |  | 2.2 |  | 3.45 | 15.18
Deduct D102 | -1 |  | 0.9 |  | 2.95 | -2.655
Deduct Door D111A | -1 |  | 0.9 |  | 2.1 | -1.89
Wall betn toilet and Drinking water | 1 |  | 6 |  | 3.45 | 20.7
Std 11
Side wall | 1 |  | 11.469 |  | 3 | 34.407
deduct railing | -1 |  | 1.464 |  | 3 | -4.392
Back wall of Std 11 to 12 | 1 |  | 12.95 |  | 3 | 38.85
W154 | -12 |  | 3.8 |  | 2.1 | -95.76
Back wall of Std 11 to 12 | 1 |  | 12.95 |  | 3 | 38.85
W161 | -2 |  | 1.035 |  | 0.86 | -1.7802
W162 | -4 |  | 3.23 |  | 1.29 | -16.6668
W163 | -2 |  | 0.985 |  | 0.86 | -1.6942
W164 | -2 |  | 1.085 |  | 0.86 | -1.8662
W165 | -2 |  | 1.003 |  | 0.86 | -1.7252
Std 11 Entrence wall | 1 |  | 4.331 |  | 3 | 12.993
| 1 |  | 2.926 |  | 3.45 | 10.0947
Deduct D113 | -1 |  | 1.5 |  | 2.1 | -3.15
Std 12 Entrance wall | 1 |  | 4.031 |  | 3 | 12.093
| 1 |  | 2.926 |  | 3.45 | 10.0947
Deduct D113 | -1 |  | 1.5 |  | 2.1 | -3.15
Std 12 Entrence wall | 1 |  | 3.904 |  | 3 | 11.712
| 1 |  | 2.901 |  | 3.45 | 10.0084
Deduct D113 | -1 |  | 1.5 |  | 2.1 | -3.15
Std 12 Entrence wall | 1 |  | 4.166 |  | 3 | 12.498
| 1 |  | 3.184 |  | 3.45 | 10.9848
Deduct D113 | -1 |  | 1.5 |  | 2.1 | -3.15
Deduct jaali wall | -8 |  | 0.595 |  | 2.14 | -10.1864
Std 12 Side wall | 1 |  | 9.169 |  | 3 | 27.507
706.1658
TF | 1 |  | 6.92 |  | 2.15 | 14.878
| 1 |  | 7.07 |  | 2.15 | 15.2005
| 2 |  | 3.25 |  | 2.15 | 13.975
Deduct D105 | -1 |  | 0.9 |  | 1.505 | -1.3545
Duct | 1 |  | 1.75 |  | 2.15 | 3.7625
| 1 |  | 0.649 |  | 2.15 | 1.3954
D112 | -1 |  | 1.5 |  | 2.1 | -3.15
Parapet wall | 1 |  | 224.608 |  | 1.075 | 241.4536
Shaft Walls
Plumbing shaft | 1 |  | 1.589 |  | 1.245 | 1.9783
| 1 |  | 0.568 |  | 1.245 | 0.70716
| 1 |  | 2.64 |  | 1.245 | 3.2868
| 1 |  | 2.862 |  | 1.245 | 3.5632
Mesh deduct | -1 |  | 0.9 |  | 0.645 | -0.5805
0
Lift shaft | 1 |  | 3.264 |  | 1.245 | 4.0637
| 1 |  | 1.716 |  | 1.245 | 2.1364
| 1 |  | 1.8 |  | 1.245 | 2.241
| 1 |  | 2.873 |  | 1.245 | 3.5769
| 1 |  | 1.962 |  | 1.245 | 2.4427
| 1 |  | 1.716 |  | 1.245 | 2.1364
PHE Shaft 2 | 2 |  | 2.24 |  | 1.245 | 5.5776
| 2 |  | 0.8 |  | 1.245 | 1.992
Mesh deduct | -1 |  | 0.9 |  | 0.645 | -0.5805
Ele & Elv and fire shaft | 2 |  | 3.2 |  | 1.245 | 7.968
| 2 |  | 0.3 |  | 0.645 | 0.387
| 2 |  | 1.7 |  | 0.645 | 2.193
OTS 1 | 2 |  | 6.5 |  | 1.245 | 16.185
| 2 |  | 2.24 |  | 1.245 | 5.5776
OTS2 | 2 |  | 5.125 |  | 1.245 | 12.7613
| 2 |  | 2.8 |  | 1.245 | 6.972
370.7455
Guest Block
Block Work
Guest Room 1
Side walls | 8 | 1 | 2.775 |  | 3 | 66.6
Deduct W304 | -1 | 1 | 0.6 |  | 1.935 | -1.161
W304A | -1 | 1 | 0.6 |  | 0.7 | -0.42
Back Wall | 7 | 1 | 6.374 |  | 3 | 133.854
Deduct W304 | -7 | 1 | 0.6 |  | 1.935 | -8.127
W304A | -7 | 1 | 0.6 |  | 0.7 | -2.94
W305 | -7 | 1 | 0.6 |  | 1.29 | -5.418
W304A | -7 | 1 | 0.6 |  | 0.7 | -2.94
W306 | -6 | 1 | 1.334 |  | 1.29 | -10.3252
W307 | -1 | 1 | 1.334 |  | 1.29 | -1.7209
W306A | -6 | 1 | 1.334 |  | 0.7 | -5.6028
W307A | -1 | 1 | 1.334 |  | 0.7 | -0.9338
Guest 01
Plumbing shaft side wall | 1 | 1 | 2.5 |  | 3 | 7.5
| 1 | 1 | 2.9 |  | 3 | 8.7
Deduct W303 | -1 | 1 | 0.6 |  | 1.075 | -0.645
Back wall | 1 | 1 | 1.625 |  | 3 | 4.875
Front wall+Toilet wall | 1 | 1 | 4.348 |  | 3 | 13.044
| 1 | 1 | 0.15 |  | 3 | 0.45
Deduct D306 | -1 | 1 | 0.6 |  | 2.1 | -1.26
0
Guest room Entrance Wall | 1 | 1 | 2.347 |  | 3 | 7.041
Deduct W24 | -1 | 1 | 0.6 |  | 1.29 | -0.774
Guest 02&3
Toilet wall- side | 2 | 1 | 3.645 |  | 3 | 21.87
Deduct W303 | 2 | -1 | 0.6 |  | 1.075 | -1.29
Toilet wall- side | 2 | 1 | 2.77 |  | 3 | 16.62
Guest room Entrance Wall | 2 | 1 | 2.347 |  | 3 | 14.082
Deduct W24 | 2 | -1 | 0.6 |  | 1.29 | -1.548
Guest 04&05
Toilet wall- side | 1 | 1 | 7.786 |  | 3 | 23.358
Deduct D306 | -1 | 1 | 0.6 |  | 2.1 | -1.26
Side walls of Toilets | 2 | 1 | 3.444 |  | 3 | 20.664
Deduct W303 | -2 | 1 | 0.6 |  | 1.075 | -1.29
Guest room Entrance Wall | 2 | 1 | 2.422 |  | 3 | 14.532
Deduct W24 | 2 | -1 | 0.6 |  | 1.29 | -1.548
Guest 06&7
Toilet wall- side | 1 | 1 | 7.636 |  | 3 | 22.908
Deduct D306 | -1 | 1 | 0.6 |  | 2.1 | -1.26
Side walls of Toilets | 2 | 1 | 3.444 |  | 3 | 20.664
Deduct W303 | -2 | 1 | 0.6 |  | 1.075 | -1.29
Guest room Entrance Wall | 2 | 1 | 2.422 |  | 3 | 14.532
Deduct W24 | 1 | -1 | 0.6 |  | 1.29 | -0.774
Guest Room 8,9,10,11
Side Walls | 5 | 1 | 2.846 |  | 3 | 42.69
| 1 | 1 | 2 |  | 3 | 6
Back walls | 4 | 1 | 6.1 |  | 3 | 73.2
Deduct W310 | 4 | -2 | 1.058 |  | 0.86 | -7.279
Deduct W311 | 4 | -1 | 2.4 |  | 2.11 | -20.256
Guest room inside wall betn ducts
Guest 9 | 1 | 1 | 3.622 |  | 3 | 10.866
Deduct W309 | -1 | 1 | 0.6 |  | 0.86 | -0.516
Guest 10,11 | 2 | 1 | 2.742 |  | 3 | 16.452
Guest 12+Janitor | 1 | 1 | 4.425 |  | 3 | 13.275
Deduct W309 | -1 | 1 | 0.6 |  | 0.86 | -0.516
PHE Shaft Walls | 4 | 1 | 1.5 |  | 3 | 18
Deduct W324 | -4 | 1 | 0.6 |  | 1.3 | -3.12
Guest 9,10,11,12 Entrance+Toilet walls | 2 | 1 | 11.502 |  | 3 | 69.012
deduct door D301 | 2 | -2 | 0.9 |  | 2.1 | -7.56
deduct door D302 | 2 | -2 | 0.75 |  | 2.1 | -6.3
Deduct W303 | 2 | -2 | 0.6 |  | 1.075 | -2.58
Toilet Walls | 6 | 1 | 1.5 |  | 3 | 27
| 2 | 1 | 5.8 |  | 3 | 34.8
Janitor Front wall | 1 | 1 | 1.501 |  | 3 | 4.503
deduct door D302 | 2 | -2 | 0.75 |  | 2.1 | -6.3
Staircase 09
Side wall | 1 | 1 | 3.05 |  | 3 | 9.15
| 1 | 1 | 3.05 |  | 3 | 9.15
Deduct W308 | -2 | 1 | 0.9 |  | 1.5 | -2.7
Deduct W308a | -2 | 1 | 0.9 |  | 0.7 | -1.26
Back wall | 1 | 1 | 6.03 |  | 3 | 18.09
Entrance Wall | 1 | 1 | 7.85 |  | 3 | 23.55
Deduct W323 | -1 | 1 | 0.9 |  | 1.24 | -1.116
Deduct D303 | -1 | 1 | 1.5 |  | 2.1 | -3.15
Staircase 8
Side wall | 1 | 1 | 2.493 |  | 3 | 7.479
Back wall | 1 | 1 | 4.291 |  | 3 | 12.873
Deduct W302 | -1 | 1 | 0.6 |  | 1.5 | -0.9
Entrance Wall | 1 | 1 | 8.68 |  | 3 | 26.04
Deduct D303 | -1 | 1 | 1.5 |  | 2.1 | -3.15
Lift | 2 | 1 | 1.8 |  | 3 | 10.8
Deduct opening | 1 | -1 | 0.8 |  | 2.1 | -1.68
Fire shaft | 1 | 1 | 1 |  | 3 | 3
| 1 | 1 | 1.7 |  | 3 | 5.1
Deduct D304 | 1 | -1 | 0.9 |  | 1.505 | -1.3545
| 1 | 1 | 1.32 |  | 3 | 3.96
| 1 | 1 | 0.27 |  | 3 | 0.81
Store room
Entrance wall | 1 | 1 | 6.338 |  | 3 | 19.014
Deduct 301 | 1 | -1 | 0.9 |  | 2.1 | -1.89
Back wall | 1 | 1 | 5.918 |  | 3 | 17.754
Deduct W301 | -1 | 1 | 1.08 |  | 2.1 | -2.268
Side wall | 1 | 1 | 3.491 |  | 2.1 | 7.3311
Guest Lobby
Entrance | 1 | 1 | 7.523 |  | 3 | 22.569
Deduct D307 | 1 | -1 | 2.4 |  | 2.1 | -5.04
Gust room wall extended from storage room | 1 | 1 | 2.051 |  | 3 | 6.153
798.4519
FF
Guest Room 1
Side walls | 8 | 1 | 2.775 |  | 3 | 66.6
Deduct W304 | -1 | 1 | 0.6 |  | 1.935 | -1.161
W304A | -1 | 1 | 0.6 |  | 0.7 | -0.42
Back Wall | 7 | 1 | 6.374 |  | 3 | 133.854
Deduct W304 | -7 | 1 | 0.6 |  | 1.935 | -8.127
W304A | -7 | 1 | 0.6 |  | 0.7 | -2.94
W305 | -7 | 1 | 0.6 |  | 1.29 | -5.418
W304A | -7 | 1 | 0.6 |  | 0.7 | -2.94
W306 | -6 | 1 | 1.334 |  | 1.29 | -10.3252
W307 | -1 | 1 | 1.334 |  | 1.29 | -1.7209
W306A | -6 | 1 | 1.334 |  | 0.7 | -5.6028
W307A | -1 | 1 | 1.334 |  | 0.7 | -0.9338
Guest 01
Plumbing shaft side wall | 1 | 1 | 2.9 |  | 3 | 8.7
Deduct W303 | -1 | 1 | 0.6 |  | 1.075 | -0.645
Back wall | 1 | 1 | 1.625 |  | 3 | 4.875
Front wall+Toilet wall | 1 | 1 | 4.348 |  | 3 | 13.044
0
Guest room Entrance Window Wall | 1 | 1 | 2.347 |  | 3 | 7.041
Deduct W24 | -1 | 1 | 0.6 |  | 1.29 | -0.774
Guest 02&3
Toilet wall- side | 2 | 1 | 3.645 |  | 3 | 21.87
Deduct W303 | 2 | -1 | 0.6 |  | 1.075 | -1.29
Toilet wall- side | 2 | 1 | 2.974 |  | 3 | 17.844
Guest room Entrance Wall | 2 | 1 | 2.347 |  | 3 | 14.082
Deduct W24 | 2 | -1 | 0.6 |  | 1.29 | -1.548
Guest 04&05
Toilet wall- side | 1 | 1 | 7.486 |  | 3 | 22.458
Side walls of Toilets | 2 | 1 | 3.444 |  | 3 | 20.664
Deduct W303 | -2 | 1 | 0.6 |  | 1.075 | -1.29
Guest room Entrance Wall | 2 | 1 | 2.422 |  | 3 | 14.532
Deduct W24 | 2 | -1 | 0.6 |  | 1.29 | -1.548
Guest 06&7
Toilet wall- side | 1 | 1 | 7.336 |  | 3 | 22.008
Side walls of Toilets | 2 | 1 | 3.444 |  | 3 | 20.664
Deduct W303 | -2 | 1 | 0.6 |  | 1.075 | -1.29
Guest room Entrance Wall | 2 | 1 | 2.422 |  | 3 | 14.532
Deduct W24 | 1 | -1 | 0.6 |  | 1.29 | -0.774
Guest Room 8,9,10,11
Side Walls | 5 | 1 | 2.846 |  | 3 | 42.69
| 6 | 1 | 2 |  | 3 | 36
Deduct D301 | -4 | 1 | 0.9 |  | 2.1 | -7.56
Back walls | 4 | 1 | 6.016 |  | 3 | 72.192
Deduct W313 | 2 | -1 | 0.958 |  | 0.86 | -1.6478
Deduct W314 | 4 | -1 | 2.4 |  | 1.71 | -16.416
Deduct W315 | 6 | -1 | 1.008 |  | 0.86 | -5.2013
Guest room inside wall betn ducts
Guest wall From Guest 9-11 | 1 | 1 | 20.66 |  | 3 | 61.98
Deduct Openings | 4 | -1 | 0.9 |  | 0.86 | -3.096
Toilet Side wall | 8 | 1 | 1.5 |  | 3 | 36
Deduct W306 | -4 | 1 | 0.6 |  | 1.075 | -2.58
Wall betn passage and Toilets | 2 | 1 | 8.986 |  | 3 | 53.916
Deduct D306 | -2 | 1 | 0.6 |  | 2.1 | -2.52
Toilet Entrance wall | 2 | 1 | 3.143 |  | 3 | 18.858
deduct door D302 | 2 | -1 | 0.75 |  | 2.1 | -3.15
Deduct W324 | 2 | -1 | 0.6 |  | 1.29 | -1.548
Toilet Entrance wall | 1 | 1 | 6.587 |  | 3 | 19.761
deduct door D302 | 2 | -1 | 0.75 |  | 2.1 | -3.15
Deduct W324 | 2 | -1 | 0.6 |  | 1.29 | -1.548
Staircase 09
Side wall | 1 | 1 | 3.05 |  | 3 | 9.15
| 1 | 1 | 3.85 |  | 3 | 11.55
Deduct W308 | -2 | 1 | 0.9 |  | 1.5 | -2.7
Deduct W308a | -2 | 1 | 0.9 |  | 0.7 | -1.26
Back wall | 1 | 1 | 6.03 |  | 3 | 18.09
Entrance Wall | 1 | 1 | 6.35 |  | 3 | 19.05
Deduct D303 | -1 | 1 | 1.5 |  | 2.1 | -3.15
Ele shaft wall | 2 | 1 | 0.699 |  | 3 | 4.194
Staircase 8
Side wall | 1 | 1 | 2.493 |  | 3 | 7.479
Back wall | 1 | 1 | 4.291 |  | 3 | 12.873
Deduct W302 | -1 | 1 | 0.6 |  | 1.5 | -0.9
Entrance Wall | 1 | 1 | 8.68 |  | 3 | 26.04
Deduct D303 | -1 | 1 | 1.5 |  | 2.1 | -3.15
Lift | 2 | 1 | 1.8 |  | 3 | 10.8
Deduct opening | 1 | -1 | 0.8 |  | 2.1 | -1.68
Fire shaft | 1 | 1 | 1 |  | 3 | 3
| 1 | 1 | 1.7 |  | 3 | 5.1
Deduct D304 | 1 | -1 | 0.9 |  | 1.505 | -1.3545
| 1 | 1 | 1.32 |  | 3 | 3.96
| 1 | 1 | 0.27 |  | 3 | 0.81
Recretion room
Entrance wall | 1 | 1 | 4.46 |  | 3 | 13.38
Deduct 307 | 1 | -1 | 2.4 |  | 2.1 | -5.04
Back wall | 1 | 1 | 17.363 |  | 3 | 52.089
Deduct W317 | 1 | -1 | 2.535 |  | 2.785 | -7.06
Deduct W318 | 3 | -1 | 2.786 |  | 2.785 | -23.277
Deduct W319 | 1 | -1 | 1.433 |  | 2.785 | -3.9909
Guest Lobby
Entrance Double ht | 1 | 1 | 10.024 |  | 3 | 30.072
Deduct D303 | 1 | -1 | 1.5 |  | 2.1 | -3.15
Gust room wall extended from storage room | 1 | 1 | 2.051 |  | 3 | 6.153
Cutout walls | 2 | 1 | 3.198 |  | 3 | 19.188
Parapet wall
1200mm height
Lobby Double ht area | 1 |  | 3.398 |  | 1.2 | 4.0776
| 1 |  | 1.754 |  | 1.2 | 2.1048
| 1 |  | 4.67 |  | 1.2 | 5.604
| 1 |  | 3.098 |  | 1.2 | 3.7176
0
Passage | 2 |  | 0.843 |  | 1.2 | 2.0232
| 2 |  | 5.8 |  | 1.2 | 13.92
| 2 |  | 0.693 |  | 1.2 | 1.6632
0
Staicase side Parapet wall | 1 |  | 1.972 |  | 1.2 | 2.3664
| 1 |  | 1.4 |  | 1.2 | 1.68
0
Below railing | [5 empty] | 0
Railing Passage area | 4 |  | 1.25 |  | 0.165 | 0.825
| 1 |  | 2.672 |  | 0.165 | 0.44088
881.6886
SF
Guest Room 1
Side walls | 8 | 1 | 2.775 |  | 3 | 66.6
Deduct W304 | -1 | 1 | 0.6 |  | 1.935 | -1.161
W304A | -1 | 1 | 0.6 |  | 0.7 | -0.42
Back Wall | 7 | 1 | 6.374 |  | 3 | 133.854
Deduct W304 | -7 | 1 | 0.6 |  | 1.935 | -8.127
W304A | -7 | 1 | 0.6 |  | 0.7 | -2.94
W305 | -7 | 1 | 0.6 |  | 1.29 | -5.418
W304A | -7 | 1 | 0.6 |  | 0.7 | -2.94
W306 | -6 | 1 | 1.334 |  | 1.29 | -10.3252
W307 | -1 | 1 | 1.334 |  | 1.29 | -1.7209
W306A | -6 | 1 | 1.334 |  | 0.7 | -5.6028
W307A | -1 | 1 | 1.334 |  | 0.7 | -0.9338
Guest 01
Plumbing shaft side wall | 1 | 1 | 2.5 |  | 3 | 7.5
Plumbing shaft side wall | 1 | 1 | 2.9 |  | 3 | 8.7
Deduct W303 | -1 | 1 | 0.6 |  | 1.075 | -0.645
Back wall | 1 | 1 | 1.625 |  | 3 | 4.875
Front wall+Toilet wall | 1 | 1 | 4.648 |  | 3 | 13.944
Deduct D306 | 1 | -1 | 0.6 |  | 2.1 | -1.26
0
Guest room Entrance Window Wall | 1 | 1 | 2.347 |  | 3 | 7.041
Deduct W24 | -1 | 1 | 0.6 |  | 1.29 | -0.774
Guest 02&3
Toilet wall- side | 2 | 1 | 3.645 |  | 3 | 21.87
Deduct W303 | 2 | -1 | 0.6 |  | 1.075 | -1.29
Toilet wall- side | 2 | 1 | 2.774 |  | 3 | 16.644
Guest room Entrance Wall | 2 | 1 | 2.347 |  | 3 | 14.082
Deduct W24 | 2 | -1 | 0.6 |  | 1.29 | -1.548
Guest 04&05
Toilet wall- side | 1 | 1 | 7.786 |  | 3 | 23.358
Side walls of Toilets | 2 | 1 | 3.444 |  | 3 | 20.664
Deduct W303 | -2 | 1 | 0.6 |  | 1.075 | -1.29
Guest room Entrance Wall | 2 | 1 | 2.422 |  | 3 | 14.532
Deduct W24 | 2 | -1 | 0.6 |  | 1.29 | -1.548
Guest 06&7
Toilet wall- side | 1 | 1 | 7.636 |  | 3 | 22.908
Deduct D306 | -1 | 1 | 0.6 |  | 2.1 | -1.26
Side walls of Toilets | 2 | 1 | 3.444 |  | 3 | 20.664
Deduct W303 | -2 | 1 | 0.6 |  | 1.075 | -1.29
Guest room Entrance Wall | 2 | 1 | 2.422 |  | 3 | 14.532
Deduct W24 | 1 | -1 | 0.6 |  | 1.29 | -0.774
Guest Room 8,9,10,11
Side Walls | 5 | 1 | 2.846 |  | 3 | 42.69
| 3 | 1 | 1.53 |  | 3 | 13.77
| 6 | 1 | 2 |  | 3 | 36
Back walls | 4 | 1 | 4.765 |  | 3 | 57.18
Deduct W316 | 6 | -1 | 2.4 |  | 2.785 | -40.104
Guest room inside wall betn ducts
Guest wall From Guest 9-11 | 1 | 1 | 20.66 |  | 3 | 61.98
Deduct Openings | 4 | -1 | 0.9 |  | 0.86 | -3.096
Entrance and Duct walls | 8 | 1 | 1.5 |  | 3 | 36
Deduct D301 | -4 | 1 | 0.9 |  | 2.1 | -7.56
Deduct W324 | -4 | 1 | 0.6 |  | 1.3 | -3.12
Wall betn passage and Toilets | 2 | 1 | 8.686 |  | 3 | 52.116
Toilet Entrance wall | 4 | 1 | 2.15 |  | 3 | 25.8
deduct door D302 | 4 | -1 | 0.75 |  | 2.1 | -6.3
Deduct W306 | 4 | -1 | 0.6 |  | 1.075 | -2.58
Staircase 09
Side wall | 1 | 1 | 3.05 |  | 3 | 9.15
| 1 | 1 | 3.85 |  | 3 | 11.55
Deduct W308 | -2 | 1 | 0.9 |  | 1.5 | -2.7
Deduct W308a | -2 | 1 | 0.9 |  | 0.7 | -1.26
Back wall | 1 | 1 | 6.03 |  | 3 | 18.09
Entrance Wall | 1 | 1 | 6.35 |  | 3 | 19.05
Deduct D303 | -1 | 1 | 1.5 |  | 2.1 | -3.15
Ele shaft wall | 2 | 1 | 0.699 |  | 3 | 4.194
Staircase 8
Side wall | 1 | 1 | 2.493 |  | 3 | 7.479
Back wall | 1 | 1 | 8.429 |  | 3 | 25.287
Deduct W302 | -1 | 1 | 0.6 |  | 1.5 | -0.9
Entrance Wall | 1 | 1 | 8.68 |  | 3 | 26.04
Deduct D303 | -1 | 1 | 1.5 |  | 2.1 | -3.15
Lift | 2 | 1 | 1.8 |  | 3 | 10.8
Deduct opening | 1 | -1 | 0.8 |  | 2.1 | -1.68
| 1 | 1 | 0.7 |  | 3 | 2.1
Fire shaft | 1 | 1 | 1 |  | 3 | 3
| 1 | 1 | 1.7 |  | 3 | 5.1
Deduct D304 | 1 | -1 | 0.9 |  | 1.505 | -1.3545
| 1 | 1 | 1.32 |  | 3 | 3.96
| 1 | 1 | 0.27 |  | 3 | 0.81
SF Parapet
Recretion Room | 1 |  | 4.424 |  | 1.075 | 4.7558
| 1 |  | 13.59 |  | 1.075 | 14.6092
Passage | 2 |  | 0.843 |  | 1.2 | 2.0232
| 2 |  | 5.8 |  | 1.2 | 13.92
| 2 |  | 0.693 |  | 1.2 | 1.6632
Staicase side Parapet wall | 1 |  | 1.545 |  | 1.2 | 1.854
| 1 |  | 2.122 |  | 1.2 | 2.5464
0
Below railing | [5 empty] | 0
Railing Passage area | 4 |  | 1.25 |  | 0.165 | 0.825
| 1 |  | 2.672 |  | 0.165 | 0.44088
798.3296
TF | [5 empty] | 798.3296
Parapet wall | 1 |  | 1.5 |  | 1.2 | 1.8
0
Passage | 2 |  | 8.686 |  | 1.2 | 20.8464
0
| 1 |  | 36.245 |  | 1.075 | 38.9634
0
Shaft | 4 |  | 1.9 |  | 1.025 | 7.79
| 4 |  | 2.9 |  | 1.025 | 11.89
Deduct W320 | -2 |  | 2.9 |  | 0.86 | -4.988
0
Skylight | 2 |  | 1.944 |  | 1.025 | 3.9852
| 2 |  | 1.5 |  | 1.025 | 3.075
881.6916
Terrace Floor
Parapet | 1 |  | 97.829 |  | 1.075 | 105.1662
Plumbing Shaft
Shaft 1 | 2 |  | 2.85 |  | 1.025 | 5.8425
| 2 |  | 1.924 |  | 1.025 | 3.9442
Skylight | 2 |  | 1.944 |  | 1.025 | 3.9852
| 2 |  | 1.699 |  | 1.025 | 3.4829
0
Shaft 2 | 2 |  | 3.249 |  | 1.025 | 6.6604
| 2 |  | 1.538 |  | 1.025 | 3.1529
0
Skylight | 2 |  | 1.944 |  | 1.025 | 3.9852
| 2 |  | 1.699 |  | 1.025 | 3.4829
0
Shaft 3 | 2 |  | 3.249 |  | 1.025 | 6.6604
| 2 |  | 1.538 |  | 1.025 | 3.1529
0
Skylight | 2 |  | 1.944 |  | 1.025 | 3.9852
| 2 |  | 1.699 |  | 1.025 | 3.4829
0
Shaft 4 | 2 |  | 3.249 |  | 1.025 | 6.6604
| 2 |  | 1.538 |  | 1.025 | 3.1529
0
Elv &Ele Shaft | 1 |  | 1.25 |  | 1.025 | 1.2812
| 1 |  | 0.9 |  | 1.025 | 0.9225
0
Lift & Fire Shaft | 1 |  | 3.32 |  | 1.025 | 3.403
| 1 |  | 1.9 |  | 1.025 | 1.9475
| 1 |  | 1.311 |  | 1.025 | 1.3438
| 1 |  | 1.399 |  | 1.025 | 1.434
0
Staircase Headroom | [5 empty] | 0
| 1 |  | 2.07 |  | 2.15 | 4.4505
| 1 |  | 4.138 |  | 2.15 | 8.8967
| 1 |  | 4.291 |  | 2.15 | 9.2256
Deduct W322 | -1 |  | 0.6 |  | 1.29 | -0.774
| 1 |  | 2.5 |  | 2.15 | 5.375
| 1 |  | 8.679 |  | 2.15 | 18.6598
0
0
Above staircase Room | 1 |  | 3.163 |  | 0.38 | 1.2019
| 1 |  | 5.189 |  | 0.38 | 1.9718
| 1 |  | 3.286 |  | 0.38 | 1.2487
| 1 |  | 2.63 |  | 0.38 | 0.9994
228.3849
150mm thick wall
Wall betn Ukg &std 1 | 1 |  | 6.769 | 3.45 |  | 23.3531
Around column | 1 |  | 1.5 | 3.45 |  | 5.175
| 1 |  | 0.958 | 3.45 |  | 3.3051
| 1 |  | 1.65 | 3.45 |  | 5.6925
Wall betn std 1 & Std 2 | 1 |  | 9.919 | 3.45 |  | 34.2205
Wall betn Std 2 & Std3 | 1 |  | 6.067 | 3.45 |  | 20.9312
| 1 |  | 1.65 | 3.45 |  | 5.6925
| 1 |  | 1.417 | 3.45 |  | 4.8887
Wall betn std 3 & Std 4 | 1 |  | 9.919 | 3.45 |  | 34.2205
Wall betn Std 4& Std5 | 1 |  | 6.067 | 3.45 |  | 20.9312
| 1 |  | 1.65 | 3.45 |  | 5.6925
| 1 |  | 1.417 | 3.45 |  | 4.8887
168.9914
GF-GH
6" Block | 7 |  | 1.712 |  | 3.45 | 41.3448
| 7 |  | 1.685 |  | 3.45 | 40.6928
Deduct D302 | -7 |  | 0.75 |  | 2.1 | -11.025
Drinking Water | 1 |  | 1.5 |  | 3.45 | 5.175
76.1876
FF | 7 |  | 1.712 |  | 3.45 | 41.3448
| 7 |  | 1.685 |  | 3.45 | 40.6928
Deduct D302 | -7 |  | 0.75 |  | 2.1 | -11.025
Drinking Water | 1 |  | 1.5 |  | 3.45 | 5.175
76.1876
SF | 7 |  | 1.712 |  | 3.45 | 41.3448
| 7 |  | 1.685 |  | 3.45 | 40.6928
Deduct D302 | -7 |  | 0.75 |  | 2.1 | -11.025
Drinking Water | 1 |  | 1.5 |  | 3.45 | 5.175
76.1876
TF | 7 |  | 1.712 |  | 3.45 | 41.3448
| 7 |  | 1.685 |  | 3.45 | 40.6928
Deduct D302 | -7 |  | 0.75 |  | 2.1 | -11.025
Drinking Water | 1 |  | 1.5 |  | 3.45 | 5.175
76.1876
GF
4" Blockwork Toilet Area
| 7 |  | 3.046 |  | 3.45 | 73.5609
| 1 |  | 3.088 |  | 0.9 | 2.7792
| 1 |  | 3.1 |  | 0.9 | 2.79
| 1 |  | 3.1 |  | 0.9 | 2.79
| 1 |  | 3.1 |  | 0.9 | 2.79
ELV & ELE shaft | 1 |  | 0.6 |  | 3 | 1.8
| 1 |  | 1.25 |  | 3 | 3.75
Deduct D305 | -2 |  | 0.52 |  | 1.5 | -1.56
88.7001
FF
4" Blockwork Toilet Area
| 7 |  | 3.046 |  | 3.45 | 73.5609
Elv &Ele Shaft | 1 |  | 1.25 |  | 3 | 3.75
| 1 |  | 0.6 |  | 3 | 1.8
79.1109
SF
4" Blockwork Toilet Area
Toilet | 7 |  | 3.046 |  | 3.45 | 73.5609
Toilet | 4 |  | 1.5 |  | 3.45 | 20.7
Elv &Ele Shaft | 1 |  | 1.25 |  | 3 | 3.75
| 1 |  | 0.6 |  | 3 | 1.8
99.8109
TF
4" Blockwork Toilet Area
Toilet | 7 |  | 3.046 |  | 3.45 | 73.5609
Elv &Ele Shaft | 1 |  | 1.25 |  | 3 | 3.75
| 1 |  | 0.6 |  | 3 | 1.8
79.1109
GH Block
Jaali GF&FF | 2 |  | 2.648 |  | 3 | 15.888
0
SF | 1 |  | 20.66 |  | 3 | 61.98
| 2 |  | 1.529 |  | 3 | 9.174
0
Staircase Jaali | 3 |  | 3.05 |  | 3 | 27.45
| 1 |  | 3.05 |  | 1.2 | 3.66
118.152
Jaali
School
GF
Jaali wall 1 | 1 |  | 4.1 | 2.51 |  | 10.291
Jaali wall 2 | 1 |  | 2.35 | 2.51 |  | 5.8985
Jaali wall 3 | 1 |  | 4.1 | 2.51 |  | 10.291
26.4805
FF
Jaali wall07 | 1 |  | 6.1 | 2.15 |  | 13.115
| 1 |  | 4.847 | 1.254 |  | 6.0781
45.6736
SF | 6 |  | 2.85 | 1.67 |  | 28.557
100.7111
DI
| 1 |  | 5.725 | 1.46 |  | 8.3585
| 1 |  | 5.825 | 1.46 |  | 8.5045
0
| 1 |  | 11.6 | 2.51 |  | 29.116
| 1 |  | 20.6 | 2.72 |  | 56.032
102.011
CONCRETE JAALI WORK
SCHOOL BLOCK
GF
Jaali wall 4 | 1 |  | 3.431 | 0.85 |  | 2.9163
| 1 |  | 2.981 | 0.85 |  | 2.5338
| 1 |  | 3.081 | 0.85 |  | 2.6188
| 1 |  | 2.98 | 0.85 |  | 2.533
| 1 |  | 3.081 | 0.85 |  | 2.6188
| 1 |  | 3.466 | 0.85 |  | 2.9461
Jaali wall 5 | 1 |  | 2.35 | 2.4 |  | 5.64
FF
Jaali wall05 | 1 |  | 2.85 | 2.4 |  | 6.84
Jaali Wall 06 | 18 |  | 0.595 | 2.14 |  | 22.9194
SF
Jaali wall05 | 1 |  | 2.85 | 2.4 |  | 6.84
Jaali Wall 06 | 14 |  | 0.595 | 2.14 |  | 17.8262
76.2326
DI | 1 |  | 1.916 | 2.1 |  | 4.0236
Concret Blocks
Below Concrete Block Foundation | 49 |  | 0.4 | 0.4 | 0.8 | 6.272
For Attached Toilet walls | 1 |  | 5.784 | 0.75 | 0.2 | 0.8676
| 1 |  | 5.584 | 0.75 | 0.2 | 0.8376
| 1 |  | 7.508 | 0.75 | 0.2 | 1.1262
| 1 |  | 7.12 | 0.75 | 0.2 | 1.068
| 1 |  | 18.215 | 0.75 | 0.2 | 2.7323
| 1 |  | 5.221 | 0.75 | 0.2 | 0.78315
| 1 |  | 7.654 | 0.75 | 0.2 | 1.1481
For Attached Toilet walls | 1 |  | 5.784 | 0.6 | 0.45 | 1.5617
| 1 |  | 5.584 | 0.6 | 0.45 | 1.5077
| 1 |  | 7.508 | 0.6 | 0.45 | 2.0272
| 1 |  | 7.12 | 0.6 | 0.45 | 1.9224
| 1 |  | 18.215 | 0.6 | 0.45 | 4.9181
| 1 |  | 5.221 | 0.6 | 0.45 | 1.4097
| 1 |  | 7.654 | 0.6 | 0.45 | 2.0666
For Attached Toilet walls | 1 |  | 5.784 | 0.45 | 1.25 | 3.2535
| 1 |  | 5.584 | 0.45 | 1.25 | 3.141
| 1 |  | 7.508 | 0.45 | 1.25 | 4.2232
| 1 |  | 7.12 | 0.45 | 1.25 | 4.005
| 1 |  | 18.215 | 0.45 | 1.25 | 10.2459
| 1 |  | 5.221 | 0.45 | 1.25 | 2.9368
| 1 |  | 7.654 | 0.45 | 1.25 | 4.3054
62.359
Concrete Block Foundation | 19 |  | 0.6 | 0.4 | 1 | 4.56
| 15 |  | 1 | 0.4 | 1 | 6
10.56
DI
Concrete Block Foundation | 15 |  | 0.6 | 0.4 | 1 | 3.6
Staircase Load Bearing Wall | 1 |  | 9.258 | 0.75 | 0.2 | 1.3887
Staircase Load Bearing Wall | 1 |  | 9.258 | 0.6 | 0.45 | 2.4997
Staircase Load Bearing Wall | 1 |  | 9.258 | 0.6 | 1.25 | 6.9435
14.4319
Masonry
UPS room | 1 |  | 2.438 |  | 3 | 7.314
| 1 |  | 4.085 |  | 3 | 12.255
| 2 |  | 2.745 |  | 3 | 16.47
Deduct D203 | -2 |  | 0.52 |  | 1.505 | -1.5652
Deduct D204 | -1 |  | 0.9 |  | 1.505 | -1.3545
| 1 |  | 2.32 |  | 3 | 6.96
Door201 | -1 |  | 0.9 |  | 2.1 | -1.89
UPS room entrence | 1 |  | 0.9 |  | 3 | 2.7
D201 | -1 |  | 0.9 |  | 2.1 | -1.89
| 1 |  | 2.745 |  | 3 | 8.235
Deduct W203 | -1 |  | 1.2 |  | 1.935 | -2.322
Toilet External wall | 1 |  | 5.19 |  | 2.85 | 14.7915
W204 | -1 |  | 2.1 |  | 2.635 | -5.5335
| 1 |  | 3.027 |  | 2.85 | 8.627
Deduct W205 | -1 |  | 1.2 |  | 1.935 | -2.322 |  | 950
Deduct W205A | -1 |  | 1.2 |  | 1 | -1.2 |  | 950
Mens toilet | 1 |  | 4.959 |  | 2.85 | 14.1331
Shaft | 1 |  | 1.557 |  | 2.85 | 4.4375
| 1 |  | 1 |  | 2.85 | 2.85
| 1 |  | 1.5 |  | 2.85 | 4.275
Deduct W220 | -2 |  | 1.357 |  | 0.85 | -2.3069
W215 | -1 |  | 1 |  | 0.85 | -0.85
Mens toilet Entrence | 1 |  | 5.6 |  | 2.85 | 15.96
Deduct Door | -1 |  | 0.9 |  | 2.1 | -1.89
D201A | -1 |  | 0.9 |  | 0.7 | -0.63
Womens toilet Entrance | 1 |  | 5.518 |  | 2.85 | 15.7263
Deduct Door | -1 |  | 0.9 |  | 2.1 | -1.89
D201A | -1 |  | 0.9 |  | 0.7 | -0.63
Wall of WC+Store room +Accessible Toilet | 1 |  | 8.01 |  | 2.85 | 22.8285
Deduct D205 | -3 |  | 0.75 |  | 2.1 | -4.725
Wall betn Sore room and womens toilet | 1 |  | 2.838 |  | 2.85 | 8.0883
Accessible Toilet | 2 |  | 2.9 |  | 2.85 | 16.53
Access Toilet entrace | 1 |  | 2.65 |  | 2.85 | 7.5525
Store Entrance | 1 |  | 3.2 |  | 2.85 | 9.12
Deduct D201 | -1 |  | 0.9 |  | 2.1 | -1.89
Meeting Room s | 1 |  | 15.586 |  | 3 | 46.758
| 1 |  | 6.934 |  | 3 | 20.802
| 1 |  | 4.874 |  | 3 | 14.622
| 1 |  | 3.336 |  | 3 | 10.008
Deduct W206 | -1 |  | 0.93 |  | 1.925 | -1.7903
Meeting Room 6 seater | 1 |  | 3.811 |  | 3 | 11.433
| 1 |  | 3.044 |  | 3 | 9.132
Deduct W207 | -1 |  | 1.2 |  | 1.925 | -2.31
Meeting Room 6 seater room | 1 |  | 4.056 |  | 3 | 12.168
Meeting Room 12 seater | 1 |  | 3.336 |  | 3 | 10.008
| 1 |  | 6.934 |  | 3 | 20.802
| 1 |  | 4.324 |  | 3 | 12.972
W207 | -1 |  | 1.9 |  | 1.925 | -3.6575
Meeting Room 6 seater | 1 |  | 4.227 |  | 3 | 12.681
| 1 |  | 2.478 |  | 3 | 7.434
W207 | -1 |  | 1.9 |  | 1.925 | -3.6575
Skylight Jaali wall | 1 |  | 5.036 |  | 3 | 15.108
Deduct jaali | -1 |  | 1.903 |  | 2.1 | -3.9963
Resource Room-Backwall | 1 |  | 19.735 |  | 3 | 59.205
Deduct W210 | -5 |  | 3.947 |  | 2.28 | -44.9958
Side wall | 1 |  | 13.858 |  | 3 | 41.574
Entrance Wall | 1 |  | 18.685 |  | 3 | 56.055
Deduct D211 | -1 |  | 3.947 |  | 2.1 | -8.2887
W208 | -3 |  | 3.947 |  | 1.935 | -22.9123
W208A | -3 |  | 3.947 |  | 0.55 | -6.5126
W209 | -1 |  | 0.94 |  | 1.935 | -1.8189
W209A | -1 |  | 0.94 |  | 0.55 | -0.517
Deduct W202 | -1 |  | 1.5 |  | 2.1 | -3.15
DI Lobby | 1 |  | 14.343 |  | 3 | 43.029
| 1 |  | 4.213 |  | 3 | 12.639
D207 | -1 |  | 2.4 |  | 2.1 | -5.04
W208 | -2 |  | 3.947 |  | 1.935 | -15.2749
W208A | -2 |  | 3.947 |  | 0.55 | -4.3417
W203 | -1 |  | 1.2 |  | 1.935 | -2.322
W203 | -1 |  | 1.2 |  | 0.7 | -0.84
W213 | -1 |  | 2.4 |  | 0.65 | -1.56
Side of DI lobby | 1 |  | 9.742 |  | 3 | 29.226
Steps below Store room wall | 1 |  | 1.5 |  | 2.4 | 3.6
482.2351
FF
Store room | 1 |  | 2.745 |  | 3 | 8.235
| 1 |  | 2.92 |  | 3 | 8.76
Shaft Wall | 1 |  | 2.945 |  | 3 | 8.835
Shaft Wall | 1 |  | 4.445 |  | 3 | 13.335
Deduct D203 | -2 |  | 0.52 |  | 1.505 | -1.5652
Deduct D204 | -1 |  | 0.9 |  | 1.505 | -1.3545
Entrence wall of store room | 1 |  | 7.81 |  | 3 | 23.43
Door201 | -1 |  | 0.9 |  | 2.1 | -1.89
Deduct D205 | -3 |  | 0.75 |  | 2.1 | -4.725
Accessible Toilet | 1 |  | 2.9 |  | 3 | 8.7
Accessible Toilet | 1 |  | 4.6 |  | 3 | 13.8
Access Toilet entrace | 1 |  | 3.21 |  | 3 | 9.63
Deduct D206 | -1 |  | 1 |  | 2.1 | -2.1
Deduct D206A | -1 |  | 1 |  | 0.7 | -0.7
Womens toilet Entrance | 1 |  | 3.8 |  | 3 | 11.4
Deduct Door D201 | -1 |  | 0.9 |  | 2.1 | -1.89
D201A | -1 |  | 0.9 |  | 0.7 | -0.63
Wall betn Mens toilet and womens toilet | 1 |  | 4.2 |  | 3 | 12.6
Shaft wall | 1 |  | 2.5 |  | 3 | 7.5
Deduct W220 | -2 |  | 1.357 |  | 0.85 | -2.3069
W215 | -1 |  | 1 |  | 0.85 | -0.85
Wall Betn Shaft & mens toilet | 1 |  | 2.152 |  | 3 | 6.456
Mens toilet entrence | 1 |  | 1.988 |  | 3 | 5.964
Deduct Door D201 | -1 |  | 0.9 |  | 2.1 | -1.89
D201A | -1 |  | 0.9 |  | 0.7 | -0.63
Janitor Room | 1 |  | 1.505 |  | 3 | 4.515
side Wall | 1 |  | 1.057 |  | 3 | 3.171
Deduct Door D201 | -1 |  | 0.9 |  | 2.1 | -1.89
D201A | -1 |  | 0.9 |  | 0.7 | -0.63
external wall of mens toilet and womens toilet | 1 |  | 7.377 |  | 3 | 22.131
Deduct W205 | -1 |  | 1.2 |  | 1.935 | -2.322 |  | 950
Deduct W205A | -1 |  | 1.2 |  | 1 | -1.2 |  | 950
Mens toilet+Janitor +DI Lobby | 1 |  | 10.083 |  | 3 | 30.249
DI Lobby Side wall | 1 |  | 14.343 |  | 3 | 43.029
Dduct D216 | -1 |  | 1.5 |  | 2.1 | -3.15
Training room 1 | 1 |  | 11.723 |  | 3 | 35.169
| 1 |  | 11.705 |  | 3 | 35.115
| 1 |  | 12.072 |  | 3 | 36.216
| 1 |  | 11.705 |  | 3 | 35.115
Cutout Walls | 1 |  | 5.62 |  | 3 | 16.86
| 3 |  | 0.8 |  | 3 | 7.2
Deductions
W222 | -2 |  | 5.287 |  | 0.485 | -5.1284
D213 | -1 |  | 3.885 |  | 2.1 | -8.1585
W219 | -2 |  | 6.037 |  | 1.935 | -23.3632
W219A | -2 |  | 6.037 |  | 0.55 | -6.6407
W218 | -2 |  | 2 |  | 2.375 | -9.5
D212 | -2 |  | 1.5 |  | 2.1 | -6.3
Wall betn ding & Terrace area | 1 |  | 3.885 |  | 3 | 11.655
Balcony Walls | 1 |  | 0.62 |  | 3 | 1.86
| 1 |  | 0.62 |  | 1.025 | 0.6355
| 1 |  | 4.085 |  | 1.025 | 4.1871
Training 2
Entrance | 1 |  | 12.608 |  | 3 | 37.824
D212 | -2 |  | 1.5 |  | 2.1 | -6.3
Side wall | 1 |  | 19.735 |  | 2.1 | 41.4435
W208 | -3 |  | 3.947 |  | 1.935 | -22.9123
W208A | -3 |  | 3.947 |  | 0.55 | -6.5126
W217 | -2 |  | 3.947 |  | 1.935 | -15.2749
W208A | -2 |  | 3.947 |  | 0.55 | -4.3417
Back wall | 1 |  | 13.858 |  | 2.1 | 29.1018
Side wall | 1 |  | 19.101 |  | 3 | 57.303
Deduct D212 | -1 |  | 3.947 |  | 2.1 | -8.2887
W217 | -2 |  | 3.947 |  | 1.935 | -15.2749
W208 | -2 |  | 3.947 |  | 1.935 | -15.2749
W208A | -4 |  | 3.947 |  | 0.55 | -8.6834
W209 | -1 |  | 0.94 |  | 1.935 | -1.8189
W209A | -1 |  | 0.94 |  | 0.55 | -0.517
Wall betn training & resourcse room | 1 |  | 12.192 |  | 3 | 36.576
Jaali walls | 1 |  | 13.405 |  | 3 | 40.215
| 1 |  | 22.152 |  | 3 | 66.456
Deduct Jaali | -1 |  | 12.573 |  | 1.7 | -21.3741
| -1 |  | 21.736 |  | 1.7 | -36.9512
Shaft Walls | 1 |  | 1.9 |  | 1.075 | 2.0425
| 2 |  | 1.5 |  | 1.075 | 3.225
| 2 |  | 1.9 |  | 1.075 | 4.085
| 2 |  | 1.5 |  | 1.075 | 3.225
Parapet walls | 1 |  | 18.084 |  | 1.025 | 18.5361
Skylight | 1 |  | 14.552 |  | 1.025 | 14.9158
Staircase | 1 |  | 4.854 |  | 1.025 | 4.9753
| 1 |  | 10.584 |  | 1.8 | 19.0512
| 1 |  | 7.23 |  | 1.025 | 7.4107
DI Lobby | 1 |  | 6.543 |  | 1.025 | 6.7066
566.5063
Terrace Parapet Walls
DI | 1 |  | 175.968 |  | 1.025 | 180.3672
Fire shaft | 2 |  | 2.945 |  | 1.025 | 6.0372
| 3 |  | 0.6 |  | 1.025 | 1.845
Ventilation Shaft | 2 |  | 1.757 |  | 1.025 | 3.6018
| 2 |  | 1.5 |  | 1.025 | 3.075
Skylight | 2 |  | 1.9 |  | 1.025 | 3.895
| 2 |  | 1.5 |  | 1.025 | 3.075
deduct | -1 |  | 1.5 |  | 0.86 | -1.29
200.6063
Blockwork for steps
School Block Library | 1 |  | 5.65 | 0.9 | 0.15 | 0.76275
| 1 |  | 5.65 | 0.45 | 0.15 | 0.38138
UPS room | 1 |  | 1.705 | 0.6 | 0.15 | 0.15345
| 1 |  | 1.71 | 0.3 | 0.15 | 0.07695
| 1 |  | 2.515 | 1.915 | 0.45 | 2.1673
[6 empty] | 3.5418 | Cum
100mm thick
Toilet Partition Walls | 3 |  | 1.5 |  | 3.3 | 14.85
| 1 |  | 0.6 |  | 3.3 | 1.98
16.83
Toilet Partition Walls | 3 |  | 1.5 |  | 3.45 | 15.525
| 1 |  | 0.6 |  | 3.45 | 2.07
17.595
Joinery Works
School Block
1Hr Fire rated Door
D109 -GF | 2 |  | 0.6 |  | 1.505 | 1.806
FF
D109 | 2 |  | 0.6 |  | 1.505 | 1.806
SF
D109 | 2 |  | 0.6 |  | 1.505 | 1.806
5.418
2Hr Fire rated Door
D112 | 4 |  | 1.5 |  | 2.1 | 12.6
90 degree Unequal
D108 | 2 |  | 1.5 |  | 2.1 | 6.3
FF
D108 | 3 |  | 1.5 |  | 2.1 | 9.45
SF
D108 | 2 |  | 1.5 |  | 2.1 | 6.3
180 Degree Single
D110 | 1 |  | 0.9 |  | 2.1 | 1.89
FF
180 Degree Double
D113 | 6 |  | 1.5 |  | 2.1 | 18.9
FF
D113 | 6 |  | 1.5 |  | 2.1 | 18.9
SF
D113 | 4 |  | 1.5 |  | 2.1 | 12.6
Powder Coated Al.3 Panel Sliding
D106 | 4 |  | 4.5 |  | 2.1 | 37.8
D114 | 2 |  | 4 |  | 2.1 | 16.8
D115 | 4 |  | 3.8 |  | 2.1 | 31.92
FF
D114 | 2 |  | 4 |  | 2.1 | 16.8
D115 | 4 |  | 3.8 |  | 2.1 | 31.92
D117 | 1 |  | 3.494 |  | 2.1 | 7.3374
142.5774
Powder Coated Galvan with iron Shutter
Door 101 | 3 |  | 0.9 |  | 2.1 | 5.67
D102 | 1 |  | 0.9 |  | 2.95 | 2.655
D102A | 1 |  | 0.9 |  | 3.1 | 2.79
D103 | 8 |  | 0.75 |  | 2.1 | 12.6
D103 | 3 |  | 0.75 |  | 2.1 | 4.725
D103 | 6 |  | 0.75 |  | 2.1 | 9.45
D104 | 1 |  | 0.75 |  | 2.95 | 2.2125
D109A | 3 |  | 0.6 |  | 1.505 | 2.709
D111A | 1 |  | 1 |  | 2.95 | 2.95
FF
D102 | 1 |  | 0.9 |  | 2.95 | 2.655
D102A | 1 |  | 0.9 |  | 3.1 | 2.79
D103 | 8 |  | 0.75 |  | 2.1 | 12.6
D103 | 6 |  | 0.75 |  | 2.1 | 9.45
D104 | 1 |  | 0.75 |  | 2.95 | 2.2125
D109A | 3 |  | 0.6 |  | 1.505 | 2.709
D111A | 1 |  | 1 |  | 2.95 | 2.95
SF
D102 | 1 |  | 0.9 |  | 2.95 | 2.655
D102B | 1 |  | 0.95 |  | 3.4 | 3.23
D103 | 8 |  | 0.75 |  | 2.1 | 12.6
D104 | 1 |  | 0.75 |  | 2.95 | 2.2125
D109A | 2 |  | 0.6 |  | 1.505 | 1.806
D111 | 1 |  | 1 |  | 3.4 | 3.4
107.0315
Powder Coated Galvan with Glass Panel
D105 | 2 |  | 0.9 |  | 1.505 | 2.709
D119 | 1 |  | 1.5 |  | 2.1 | 3.15
FF
D105 | 3 |  | 0.9 |  | 1.505 | 4.0635
SF
D105 | 2 |  | 0.9 |  | 1.5 | 2.7
12.6225
Unequal Double shutter
D107 | 3 |  | 1.5 |  | 2.1 | 9.45
FF
D107 | 3 |  | 1.5 |  | 2.1 | 9.45
SF
D107 | 4 |  | 1.5 |  | 2.1 | 12.6
31.5
FF
D118 | 1 |  | 4.034 |  | 0.85 | 3.4289
D118 | 1 |  | 3.134 |  | 0.86 | 2.6952
| 1 |  | 0.9 |  | 2.1 | 1.89
SF | [5 empty] | 0
D118 | 1 |  | 5.557 |  | 0.85 | 4.7235
D118 | 1 |  | 4.657 |  | 0.86 | 4.005
| 1 |  | 0.9 |  | 2.1 | 1.89
18.6326
2 Panel Sliding and fixed louver
W117 | 5 |  | 1.5 |  | 1.935 | 14.5125
W120 | 1 |  | 2.645 |  | 1.71 | 4.523
Powder Quoted 2 Panel Sliding
GF | [5 empty] | 0
W101 | 3 |  | 1 |  | 1.26 | 3.78
W105 | 2 |  | 2 |  | 1.69 | 6.76
W106 | 1 |  | 1.69 |  | 2.14 | 3.6166
W113 | 1 |  | 1.839 |  | 2.14 | 3.9355
W115 | 1 |  | 2.4 |  | 1.075 | 2.58
W116 | 2 |  | 1.825 |  | 1.075 | 3.9238
W118 | 1 |  | 2.716 |  | 1.71 | 4.6444
W119 | 1 |  | 2.641 |  | 1.71 | 4.5161
FF
W115 | 1 |  | 2.4 |  | 1.075 | 2.58
W116 | 2 |  | 1.825 |  | 1.075 | 3.9238
W117 | 2 |  | 1.5 |  | 1.935 | 5.805
W118 | 1 |  | 4.306 |  | 1.935 | 8.3321
W135 | 1 |  | 1 |  | 1.71 | 1.71
W140 | 2 |  | 2.303 |  | 1.71 | 7.8763
SF
W115 | 1 |  | 2.4 |  | 1.075 | 2.58
W116 | 2 |  | 1.825 |  | 1.075 | 3.9238
W117 | 2 |  | 1.5 |  | 1.935 | 5.805
W216 | 3 |  | 1 |  | 0.85 | 2.55
Powder Quoted 3 Panel Sliding | [5 empty] | 97.8776
GF
W102 | 1 |  | 4.334 |  | 2.14 | 9.2748
W103 | 1 |  | 2.5 |  | 1.69 | 4.225
W104 | 2 |  | 1.35 |  | 1.69 | 4.563
W121 | 1 |  | 3.345 |  | 1.71 | 5.72
FF
W138 | 1 |  | 4.334 |  | 1.71 | 7.4111
31.1939
Powder Coated Al.Frame with Fixed glass
GF
W107 | 3 |  | 0.45 |  | 0.43 | 0.5805
W111 | 2 |  | 0.45 |  | 0.86 | 0.774
W112 | 1 |  | 0.45 |  | 0.98 | 0.441
W122 | 1 |  | 1.3 |  | 1.785 | 2.3205
FF
W139 | 1 |  | 0.45 |  | 1.72 | 0.774
W139 | 1 |  | 0.45 |  | 1.72 | 0.774
W139 | 2 |  | 0.45 |  | 1.72 | 1.548
7.212
Powder Coated Al.Openable With Fixed Glass
GF
W108 | 2 |  | 0.8 |  | 1.29 | 2.064
W109 | 4 |  | 0.375 |  | 1.29 | 1.935
FF
W108 | 1 |  | 0.8 |  | 1.29 | 1.032
W137 | 1 |  | 0.603 |  | 1.505 | 0.90752
5.9385
Powder Coated Al.Openable With insect Mesh
GF
W110 | 3 |  | 1 |  | 0.645 | 1.935
Powder coated Al.Sliding with Mesh
W114 | 4 |  | 1.2 |  | 3.185 | 15.288
FF
W114 | 4 |  | 1.2 |  | 3.185 | 15.288
W136 | 1 |  | 1.958 |  | 1.595 | 3.123
SF
W114 | 4 |  | 1.2 |  | 3.185 | 15.288
48.987
Powder Coated 2 Panel Sliding
FF
W141 | 1 |  | 1.2 |  | 1.72 | 2.064
W142 | 4 |  | 2.46 |  | 1.29 | 12.6936
W142 | 4 |  | 2.46 |  | 1.29 | 12.6936
W151 | 4 |  | 2.875 |  | 1.71 | 19.665
W152 | 4 |  | 2.775 |  | 1.71 | 18.981
W153 | 2 |  | 2.868 |  | 1.71 | 9.8086
W154 | 2 |  | 2.825 |  | 1.71 | 9.6615
W145 | 1 |  | 1.47 |  | 1.935 | 2.8445
W157 | 2 |  | 2.088 |  | 2.95 | 12.3192
W159 | 3 |  | 1.5 |  | 1.925 | 8.6625
W160 | 8 |  | 2.46 |  | 1.925 | 37.884
W161 | 2 |  | 1.035 |  | 0.86 | 1.7802
W162 | 4 |  | 3.23 |  | 1.29 | 16.6668
W163 | 2 |  | 0.985 |  | 0.86 | 1.6942
W164 | 2 |  | 1.085 |  | 0.86 | 1.8662
W165 | 2 |  | 1 |  | 0.86 | 1.72
171.0048
Powder 3 Panel Sliding
W144 | 1 |  | 3.22 |  |  | 3.22
Powder Coated Fixed Glass
W156 | 1 |  | 1.08 |  | 2.785 | 3.0078
W158 | 6 |  | 0.45 |  | 2.785 | 7.5195
W147 | 1 |  | 4.347 |  | 3.174 | 13.7974
W148 | 1 |  | 1.5 |  | 0.1755 | 0.26325
W149 | 1 |  | 1.7 |  | 0.578 | 0.9826
W150 | 1 |  | 3.493 |  | 0.9535 | 3.3306
28.9011
W146 | 1 |  | 4.307 |  | 1.935 | 8.334
W162 | 4 |  | 3.23 |  | 1.29 | 16.6668
25.0008
Doors and Windows
2hr Fire rated Door
GF
D303 | 2 |  | 1.5 |  | 2.1 | 6.3
FF
D303 | 2 |  | 1.5 |  | 2.1 | 6.3
SF
D303 | 2 |  | 1.5 |  | 2.1 | 6.3
TF
D303 | 2 |  | 1.5 |  | 2.1 | 6.3
Terrace
D303 | 1 |  | 1.5 |  | 2.1 | 3.15
28.35
Powder coated aluminium frame with glass
D307 | 1 |  | 2.4 |  | 2.1 | 5.04
FF
D307 | 1 |  | 2.4 |  | 2.1 | 5.04
SF
Powder coated aluminium frame with glass
D301 | 13 |  | 0.9 |  | 2.1 | 24.57
D302 | 12 |  | 0.75 |  | 2.1 | 18.9
D305 | 2 |  | 0.52 |  | 1.5 | 1.56
D306 | 4 |  | 0.6 |  | 2.1 | 5.04
FF
D301 | 11 |  | 0.9 |  | 2.1 | 20.79
D302 | 11 |  | 0.75 |  | 2.1 | 17.325
D305 | 2 |  | 0.52 |  | 1.5 | 1.56
D306 | 3 |  | 0.6 |  | 2.1 | 3.78
SF
D301 | 11 |  | 0.9 |  | 2.1 | 20.79
D302 | 11 |  | 0.75 |  | 2.1 | 17.325
D305 | 2 |  | 0.52 |  | 1.5 | 1.56
D306 | 3 |  | 0.6 |  | 2.1 | 3.78
TF
D301 | 7 |  | 0.9 |  | 2.1 | 13.23
D302 | 7 |  | 0.75 |  | 2.1 | 11.025
D305 | 2 |  | 0.52 |  | 1.5 | 1.56
162.795
Powder coated aluminium frame with glass
D304 | 1 |  | 0.9 |  | 1.505 | 1.3545
FF | [5 empty] | 0
D304 | 1 |  | 0.9 |  | 1.505 | 1.3545
SF | [5 empty] | 0
D304 | 1 |  | 0.9 |  | 1.505 | 1.3545
TF | [5 empty] | 0
D304 | 1 |  | 0.9 |  | 1.505 | 1.3545
5.418
GF
W324 | 7 |  | 0.6 |  | 1.29 | 5.418
FF | [5 empty] | 0
W324 | 7 |  | 0.6 |  | 1.29 | 5.418
0
W324 | 7 |  | 0.6 |  | 1.29 | 5.418
W324 | 3 |  | 0.6 |  | 1.29 | 2.322
18.576
W306 | 12 |  | 0.865 |  | 1.29 | 13.3902
FF | [5 empty] | 0
W306 | 12 |  | 0.865 |  | 1.29 | 13.3902
SF | [5 empty] | 0
W306 | 12 |  | 0.865 |  | 1.29 | 13.3902
W306 | 12 |  | 0.865 |  | 1.29 | 13.3902
0
53.5608
GF
W304A | 15 |  | 0.6 |  | 0.7 | 6.3
W306A | 6 |  | 0.814 |  | 0.7 | 3.4188
W307A | 1 |  | 0.763 |  | 0.7 | 0.5341
B308A | 2 |  | 0.9 |  | 0.7 | 1.26
W312 | 1 |  | 2.4 |  | 0.65 | 1.56
FF | [5 empty] | 0
W304A | 15 |  | 0.6 |  | 0.7 | 6.3
W306A | 6 |  | 0.814 |  | 0.7 | 3.4188
W307A | 1 |  | 0.763 |  | 0.7 | 0.5341
B308A | 2 |  | 0.9 |  | 0.7 | 1.26
SF | [5 empty] | 0
W304A | 15 |  | 0.6 |  | 0.7 | 6.3
W306A | 6 |  | 0.814 |  | 0.7 | 3.4188
W307A | 1 |  | 0.763 |  | 0.7 | 0.5341
B308A | 2 |  | 0.9 |  | 0.7 | 1.26
W316 | 4 |  | 2.4 |  | 2.785 | 26.736
W304A | 15 |  | 0.6 |  | 0.7 | 6.3
W306A | 6 |  | 0.814 |  | 0.7 | 3.4188
W307A | 1 |  | 0.763 |  | 0.7 | 0.5341
B308A | 2 |  | 0.9 |  | 0.7 | 1.26
74.3476
GF | [5 empty] | 0
W305 | 7 |  | 0.6 |  | 1.935 | 8.127
W309 | 2 |  | 0.825 |  | 1.29 | 2.1285
FF | [5 empty] | 0
W305 | 7 |  | 0.6 |  | 1.935 | 8.127
W305 | 7 |  | 0.6 |  | 1.935 | 8.127
W305 | 7 |  | 0.6 |  | 1.935 | 8.127
34.6365
GF | [5 empty] | 0
W301 | 1 |  | 1.08 |  | 2.1 | 2.268
W302 | 1 |  | 0.9 |  | 1.5 | 1.35
W308 | 2 |  | 0.9 |  | 1.5 | 2.7
W311 | 4 |  | 2.4 |  | 2.11 | 20.256
W314 | 4 |  | 2.4 |  | 1.71 | 16.416
FF | [5 empty] | 0
W302 | 1 |  | 0.9 |  | 1.5 | 1.35
W308 | 2 |  | 0.9 |  | 1.5 | 2.7
SF | [5 empty] | 0
W302 | 1 |  | 0.9 |  | 1.5 | 1.35
0
SF | [5 empty] | 0
W302 | 1 |  | 0.9 |  | 1.5 | 1.35
W308 | 2 |  | 0.9 |  | 1.5 | 2.7
W308 | 2 |  | 0.9 |  | 1.5 | 2.7
0
GF | [5 empty] | 0
W304 | 8 |  | 0.6 |  | 1.935 | 9.288
W307 | 2 |  | 0.825 |  | 1.29 | 2.1285
FF | [5 empty] | 0
W304 | 8 |  | 0.6 |  | 1.935 | 9.288
W307 | 2 |  | 0.825 |  | 1.29 | 2.1285
0
W304 | 8 |  | 0.6 |  | 1.935 | 9.288
W307 | 2 |  | 0.825 |  | 1.29 | 2.1285
W304 | 8 |  | 0.6 |  | 1.935 | 9.288
W307 | 2 |  | 0.825 |  | 1.29 | 2.1285
45.666
GF | [5 empty] | 0
W310 | 8 |  | 1.058 |  | 0.86 | 7.279
W323 | 1 |  | 0.9 |  | 1.245 | 1.1205
FF | [5 empty] | 0
W313 | 2 |  | 0.958 |  | 0.86 | 1.6478
W315 | 6 |  | 1.008 |  | 0.86 | 5.2013
W320 | 2 |  | 2.9 |  | 0.86 | 4.988
Terrace | [5 empty] | 0
W322 | 1 |  | 0.9 |  | 1.29 | 1.161
0
GF | [5 empty] | 0
W303 | 11 |  | 0.6 |  | 1.075 | 7.095
W303 | 11 |  | 0.6 |  | 1.075 | 7.095
W303 | 11 |  | 0.6 |  | 1.075 | 7.095
W303 | 7 |  | 0.6 |  | 1.075 | 4.515
0
FF | [5 empty] | 0
W317 | 1 |  | 2.576 |  | 1.075 | 2.7692
W318 | 3 |  | 2.629 |  | 2.785 | 21.9653
W319 | 1 |  | 1.347 |  | 2.785 | 3.7514
34.6365
DI
Doors & Window
GF
D203 | 2 |  | 0.52 |  | 1.505 | 1.5652
D203 | 2 |  | 0.52 |  | 1.505 | 1.5652
D216 | 1 |  | 1.5 |  | 2.1 | 3.15
D212 | 4 |  | 1.2 |  | 2.1 | 10.08
D206 | 1 |  | 1 |  | 2.1 | 2.1
D206 | 1 |  | 1 |  | 2.1 | 2.1
D213 | 1 |  | 0.75 |  | 2.1 | 1.575
D207 | 1 |  | 2.4 |  | 2.1 | 5.04
D201 | 7 |  | 0.9 |  | 2.1 | 13.23
D202 | 2 |  | 1.5 |  | 2.1 | 6.3
D205 | 5 |  | 0.75 |  | 2.1 | 7.875
D214 | 1 |  | 1.2 |  | 2.1 | 2.52
D215 | 1 |  | 0.75 |  | 2.1 | 1.575
D201 | 4 |  | 0.9 |  | 2.1 | 7.56
D205 | 5 |  | 0.75 |  | 2.1 | 7.875
D208 | 2 |  | 2.848 |  | 2.95 | 16.8032
D209 | 2 |  | 3.811 |  | 2.95 | 22.4849
D210 | 2 |  | 3.518 |  | 2.95 | 20.7562
D211 | 1 |  | 3.947 |  | 2.95 | 11.6437
71.688
D204 | 1 |  | 0.9 |  | 1.505 | 1.3545
D204 | 1 |  | 0.9 |  | 1.505 | 1.3545
D201A | 3 |  | 0.9 |  | 0.7 | 1.89
D206A | 1 |  | 1 |  | 0.7 | 0.7
D201A | 3 |  | 0.9 |  | 0.7 | 1.89
D206A | 1 |  | 1 |  | 0.7 | 0.7
7.889
GF
Window
W201 | 1 |  | 0.9 |  | 1.075 | 0.9675
W202 | 2 |  | 1.2 |  | 1.31 | 3.144
W203 | 3 |  | 1.2 |  | 1.935 | 6.966
W204 | 2 |  | 2.1 |  | 2.635 | 11.067
W205 | 1 |  | 1.2 |  | 1.935 | 2.322
W206 | 1 |  | 0.93 |  | 1.925 | 1.7903
W207 | 3 |  | 1.2 |  | 1.925 | 6.93
W214 | 2 |  | 1.357 |  | 0.7 | 1.8998
W220 | 2 |  | 1.357 |  | 0.85 | 2.3069
W215 | 2 |  | 1 |  | 0.85 | 1.7
W216 | 3 |  | 1 |  | 0.85 | 2.55
41.6435
W210 | 5 |  | 3.947 |  | 1.28 | 25.2608
W221 | 1 |  | 3.2 |  | 0.635 | 2.032
27.2928
W208 | 11 |  | 3.947 |  | 1.935 | 84.0119
W219 | 4 |  | 2.993 |  | 1.935 | 23.1658
107.1777
W203A | 2 |  | 1.2 |  | 0.7 | 1.68
W205A | 1 |  | 1.2 |  | 1 | 1.2
W208A | 15 |  | 3.947 |  | 0.55 | 32.5628
W209 | 2 |  | 0.94 |  | 1.935 | 3.6378
W209A | 2 |  | 0.94 |  | 0.55 | 1.034
W211 | 1 |  | 2.775 |  | 0.45 | 1.2487
W212 | 1 |  | 1.825 |  | 0.45 | 0.82125
W213 | 1 |  | 2.4 |  | 0.65 | 1.56
W217 | 4 |  | 3.947 |  | 1.935 | 30.5498
W218 | 2 |  | 2 |  | 2.375 | 9.5
W219A | 2 |  | 6.037 |  | 0.55 | 6.6407
W222 | 2 |  | 5.737 |  | 0.485 | 5.5649
95.9999
Fabrication Works
Pergola
RHS 172X92X4.5mm thick @ 18.7Kg/m | 28 |  | 8.915 |  | 18.7 | 4667.894
MS Plates | 28 |  | 0.0375 | 39.25 |  | 41.2125
93.3579
4802.4644
4.8025
Tensile fabric structure
72mmX72mm MS Box Section | 1 |  | 0.725 | 1.26 |  | 0.9135
| 1 |  | 2.775 | 0.858 |  | 2.3809
| 1 |  | 2.175 | 1.2045 |  | 2.6198
| 1 |  | 2.175 | 0.727 |  | 1.5812
| 1 |  | 2.178 | 0.244 |  | 0.53143
8.0269
Staircase 01
Railing | 3 |  | 9.058 |  | 1.2 | 32.6088
Staircase02 | 2 |  | 9.013 |  | 1.2 | 21.6312
Staircase 03 | 1 |  | 5.352 |  | 1.2 | 6.4224
Staircase 04 | 2 |  | 6.513 |  | 1.2 | 15.6312
Staircase 05 | 1 |  | 6.16 |  | 1.2 | 7.392
83.6856
Handrail
Staircase 01 | 1 |  | 5.657 |  |  | 5.657
| 1 |  | 6.216 |  |  | 6.216
Staircase 03 | 1 |  | 9.142 |  |  | 9.142
Staircase 05 | 1 |  | 8.924 |  |  | 8.924
| 1 |  | 2.728 |  |  | 2.728
32.667
Guest House
Staircase Railing
Staircase 08 | 4 |  | 9.481 |  | 1.2 | 45.5088
Staircase 09 | 3 |  | 8.2 |  | 1.2 | 29.52
75.0288
Handrail -Staicase 08 | 4 |  | 18.98 |  |  | 75.92
Handrail | 3 |  | 14.15 |  |  | 42.45
118.37
DI Staircase Railing
Staircase 06 | 1 |  | 9.169 |  | 1.2 | 11.0028
Staircase 07 | 1 |  | 7.667 |  | 0.9 | 6.9003
17.9031
FF
Guest House
Railing Passage area | 4 |  | 1.25 |  | 0.749 | 3.745
| 1 |  | 2.672 |  | 0.749 | 2.0013
| 3 |  | 1.544 |  | 0.749 | 3.4694
SF
Guest House
Railing Passage area | 4 |  | 1.25 |  | 0.749 | 3.745
| 1 |  | 2.672 |  | 0.749 | 2.0013
| 4 |  | 1.544 |  | 0.749 | 4.6258
TF
Guest House
Railing Passage area | 4 |  | 1.25 |  | 0.749 | 3.745
| 1 |  | 2.672 |  | 0.749 | 2.0013
25.3342
School Block
FF | 1 |  | 84.525 |  | 1.2 | 101.43
SF | 1 |  | 117.498 |  | 1.2 | 140.9976
242.4276
Window seat Railing
Play area | 2 |  | 0.7 |  | 1.735 | 2.429
MS platform for Shafts
School Block | 2 |  | 2.61 |  |  | 5.22 | Sqm
GH
PHE Duct 1 | 2 |  | 4.233 |  |  | 8.466
PHE Duct 2 | 2 |  | 4.173 |  |  | 8.346
PHE Duct 3 | 2 |  | 3.79 |  |  | 7.58
PHE Duct 4 | 2 |  | 4.25 |  |  | 8.5
PHE Duct 5 | 2 |  | 4.275 |  |  | 8.55
PHE Duct 6 | 2 |  | 4.259 |  |  | 8.518
49.96
Mesh
DI Ventilation Shaft
Ventilation shaft | 1 |  | 1.5 |  | 0.86 | 1.5
Skylight | 1 |  | 1.5 |  | 0.86 | 1.5
FF Ventilation Shaft | 2 |  | 2.475 |  | 0.96 | 4.95
7.95
GH
Skylight
3rd Floor | 1 |  | 2.547 |  | 0.96 | 2.547
Terrace | 1 |  | 2.747 |  | 0.96 | 2.747
5.294
SCHool
PHE Shaft | 2 |  | 0.5805 |  |  | 1.161
Skylights
DI
Ventilation shaft | 1 |  | 1.557 | 1.7 |  | 1.557
Skylight | 1 |  | 1.7 | 1.7 |  | 1.7
FF Ventilation Shaft | 2 |  | 2.1 | 1.8 |  | 4.2
7.457
School Block
OTS Cutout 1 | 1 |  | 7.365 | 3.474 |  | 7.365
OTS Cutout 2 | 1 |  | 5.9 | 4 |  | 5.9
13.265
GH
3rd Floor | 1 |  | 2.1 | 2.144 |  | 2.1
Terrace | 3 |  | 2.3 | 2.144 |  | 6.9
9
School block
W108 | 3 |  | 0.8 | 1.29 |  | 3.096
W114 | 12 |  | 1.2 | 3.185 |  | 45.864
W115 | 3 |  | 2.4 | 1.075 |  | 7.74
W116 | 6 |  | 1.825 | 1.075 |  | 11.7712
W117 | 21 |  | 1.5 | 1.935 |  | 60.9525
W124 | 2 |  | 1.2 | 1.79 |  | 4.296
W126 | 17 |  | 1.5 | 0.7 |  | 17.85
W128 | 3 |  | 4.525 | 0.65 |  | 8.8238
W129 | 3 |  | 2.4 | 0.65 |  | 4.68
W130 | 17 |  | 1.5 | 1.15 |  | 29.325
W131 | 6 |  | 1.5 | 0.7 |  | 6.3
W135 | 1 |  | 1 | 1.71 |  | 1.71
W136 | 1 |  | 1.96 | 2.785 |  | 5.4586
W137 | 1 |  | 0.6 | 1.505 |  | 0.903
W138 | 1 |  | 4.334 | 1.71 |  | 7.4111
W139 | 4 |  | 0.45 | 1.72 |  | 3.096
W140 | 2 |  | 2.303 | 1.71 |  | 7.8763
W141 | 1 |  | 1.2 | 1.29 |  | 1.548
W142 | 8 |  | 2.46 | 1.29 |  | 25.3872
W143 | 4 |  | 4.97 | 0.55 |  | 10.934
W144 | 1 |  | 3.22 | 2.2 |  | 7.084
W145 | 1 |  | 1.47 | 1.935 |  | 2.8445
W146 | 1 |  | 4.307 | 1.935 |  | 8.334
W147 | 1 |  | 4.347 | 1.5865 |  | 6.8965
W148 | 1 |  | 1.5 | 0.2945 |  | 0.44175
W149 | 1 |  | 1.47 | 0.3565 |  | 0.52405
W150 | 1 |  | 3.493 | 0.9535 |  | 3.3306
W151 | 4 |  | 2.875 | 1.71 |  | 19.665
W152 | 4 |  | 2.775 | 1.71 |  | 18.981
W153 | 2 |  | 2.868 | 1.71 |  | 9.8086
W154 | 2 |  | 2.825 | 1.71 |  | 9.6615
W155 | 1 |  | 2.24 | 0.85 |  | 1.904
W156 | 1 |  | 1.08 | 2.785 |  | 3.0078
W157 | 2 |  | 2.088 | 1.71 |  | 7.141
W158 | 6 |  | 0.45 | 2.785 |  | 7.5195
W159 | 3 |  | 1.5 | 1.925 |  | 8.6625
W160 | 8 |  | 2.46 | 1.925 |  | 37.884
W161 | 2 |  | 1.035 | 0.86 |  | 1.7802
W162 | 4 |  | 3.23 | 1.29 |  | 16.6668
W163 | 2 |  | 0.985 | 0.86 |  | 1.6942
W164 | 2 |  | 1.085 | 0.86 |  | 1.8662
W165 | 2 |  | 1.003 | 0.86 |  | 1.7252
W166 | 1 |  | 5.7 | 0.85 |  | 4.845
W167 | 1 |  | 5.6 | 0.85 |  | 4.76
W168 | 1 |  | 5.8 | 0.85 |  | 4.93
W169 | 1 |  | 5.636 | 0.85 |  | 4.7906
461.7711
GH
Window Grills
W301 | 1 |  | 2.785 | 1.08 |  | 3.0078
W302 | 4 |  | 0.9 | 2.14 |  | 7.704
W303 | 40 |  | 0.6 | 1.075 |  | 25.8
W304 | 32 |  | 0.6 | 1.935 |  | 37.152
W304A | 60 |  | 0.6 | 0.7 |  | 25.2
W305 | 28 |  | 0.6 | 1.29 |  | 21.672
W306 | 24 |  | 0.914 | 1.29 |  | 28.2974
| 24 |  | 0.714 | 0.645 |  | 11.0527
W306A | 24 |  | 0.914 | 0.7 |  | 15.3552
W307 | 4 |  | 0.864 | 1.29 |  | 4.4582
| 4 |  | 0.664 | 0.645 |  | 1.7131
W307A | 4 |  | 0.864 | 0.7 |  | 2.4192
W308 | 8 |  | 0.9 | 1.935 |  | 13.932
W308A | 8 |  | 0.9 | 0.7 |  | 5.04
W309 | 2 |  | 0.672 | 0.86 |  | 1.1558
W310 | 8 |  | 1.058 | 0.86 |  | 7.279
W311 | 4 |  | 2.4 | 2.11 |  | 20.256
W312 | 1 |  | 2.4 | 0.65 |  | 1.56
W313 | 2 |  | 0.958 | 0.86 |  | 1.6478
W314 | 4 |  | 2.4 | 1.71 |  | 16.416
W315 | 6 |  | 1.008 | 0.86 |  | 5.2013
W316 | 4 |  | 2.4 | 2.785 |  | 26.736
W317 | 1 |  | 2.535 | 2.785 |  | 7.06
W318 | 3 |  | 2.585 | 2.785 |  | 21.5977
W319 | 1 |  | 1.345 | 2.785 |  | 3.7458
W320 | 2 |  | 2.9 | 0.86 |  | 4.988
W321 |  |  | 1.544 | 0.86 |  | 1.3278
W322 | 2 |  | 0.9 | 1.29 |  | 2.322
W323 | 1 |  | 0.9 | 1.245 |  | 1.1205
325.2175
DI Block Window Grills
W208 | 5 |  | 3.947 | 1.935 |  | 38.1872
W208A | 9 |  | 3.947 | 0.55 |  | 19.5377
W205 | 1 |  | 1.2 | 1.935 |  | 2.322
W203 | 1 |  | 1.935 | 1.2 |  | 2.322
W203A | 1 |  | 1.2 | 0.7 |  | 0.84
W209 | 1 |  | 0.94 | 1.935 |  | 1.8189
W209A | 1 |  | 0.94 | 0.55 |  | 0.517
W216 | 3 |  | 1.2 | 0.86 |  | 3.096
W217 | 4 |  | 3.947 | 1.935 |  | 30.5498
W218 | 2 |  | 2 | 2.375 |  | 9.5
W219 | 4 |  | 2.944 | 1.935 |  | 22.7866
W219A | 2 |  | 6.037 | 0.55 |  | 6.6407
W215 | 1 |  | 1 | 0.85 |  | 0.85
W220 | 1 |  | 1.357 | 0.85 |  | 1.1534
W221 | 1 |  | 3.2 | 0.635 |  | 2.032
W222 | 2 |  | 5.287 | 0.485 |  | 5.1284
147.2817
Plastering And Pointing Works
School Block
GF
Mens Toilet | 1 |  | 22.074 |  | 1.05 | 23.1777
Deduct D102A | -1 |  | 0.9 |  | 1 | -0.9
WC | 4 |  | 4.7 |  | 1.05 | 19.74
Womens Toilet | 1 |  | 16.057 |  | 1.05 | 16.8599
Deduct D102A | -1 |  | 0.9 |  | 0.85 | -0.765
WC | 6 |  | 4.7 |  | 1.05 | 29.61
Janitor Room | 1 |  | 4.516 |  | 1.05 | 4.7418
Deduct D104 | -1 |  | 0.75 |  | 0.85 | -0.6375
Toilet A | 1 |  | 9.165 |  | 1.05 | 9.6233
Deduct D111A | -1 |  | 1 |  | 0.85 | -0.85
Toilet A(1) | 1 |  | 9.52 |  | 1.2 | 11.424
Creche | 1 |  | 6.828 |  | 1.35 | 9.2178
LKG | 1 |  | 6.828 |  | 1.35 | 9.2178
Attached Toilet -UKG | 1 |  | 6.828 |  | 1.35 | 9.2178
Std 1 | 1 |  | 6.752 |  | 1.35 | 9.1152
Std 2 | 1 |  | 6.752 |  | 1.35 | 9.1152
MKG | 1 |  | 6.828 |  | 1.35 | 9.2178
167.1257
FF
Mens Toilet | 1 |  | 22.074 |  | 1.05 | 23.1777
Deduct D102A | -1 |  | 0.9 |  | 1 | -0.9
WC | 4 |  | 4.7 |  | 1.05 | 19.74
Womens Toilet | 1 |  | 16.057 |  | 1.05 | 16.8599
Deduct D102A | -1 |  | 0.9 |  | 0.85 | -0.765
WC | 6 |  | 4.7 |  | 1.05 | 29.61
Janitor Room | 1 |  | 4.516 |  | 1.05 | 4.7418
Deduct D104 | -1 |  | 0.75 |  | 0.85 | -0.6375
Toilet A | 1 |  | 9.165 |  | 1.05 | 9.6233
Deduct D111A | -1 |  | 1 |  | 0.85 | -0.85
Below Railing
FF | 1 |  | 84.525 |  | 0.6 | 50.715
151.3151
SF
Mens Toilet | 1 |  | 22.074 |  | 1.35 | 29.7999
Deduct D102A | -1 |  | 0.9 |  | 1 | -0.9
WC | 4 |  | 4.7 |  | 1.35 | 25.38
Womens Toilet | 1 |  | 16.057 |  | 1.35 | 21.6769
Deduct D102A | -1 |  | 0.9 |  | 0.85 | -0.765
WC | 6 |  | 4.7 |  | 1.35 | 38.07
Janitor Room | 1 |  | 4.516 |  | 1.35 | 6.0966
Deduct D104 | -1 |  | 0.75 |  | 0.85 | -0.6375
Toilet A | 1 |  | 9.165 |  | 1.35 | 12.3727
Deduct D111A | -1 |  | 1 |  | 0.85 | -0.85
Bbelow Railing | 1 |  | 117.498 |  | 0.6 | 70.4988
200.7425
GH Block
Toilet
GF
Toilet | 7 | 1 | 8.889 |  | 1.125 | 70.0009
Toilet | 4 | 1 | 8.688 |  | 1.125 | 39.096
Janitor room | 1 | 1 | 6.092 |  | 1.125 | 6.8535
115.9504
FF
Toilet | 7 | 1 | 8.889 |  | 1.125 | 70.0009
Toilet | 4 | 1 | 8.078 |  | 1.125 | 36.351
Guest House railing below wall
Railing Passage area | 4 |  | 1.25 |  | 0.6 | 3
| 1 |  | 2.672 |  | 0.6 | 1.6032
| 3 |  | 1.544 |  | 0.6 | 2.7792
113.7343
SF
Toilet | 7 | 1 | 8.889 |  | 1.125 | 70.0009
Toilet | 4 | 1 | 7.892 |  | 1.125 | 35.514
Guest House railing below wall
Railing Passage area | 4 |  | 1.25 |  | 0.6 | 3
| 1 |  | 2.672 |  | 0.6 | 1.6032
| 4 |  | 1.544 |  | 0.6 | 3.7056
113.8237
TF
Toilet | 7 | 1 | 8.889 |  | 1.35 | 84.0011
Guest House railing below wall
Railing Passage area | 4 |  | 1.25 |  | 0.6 | 3
| 1 |  | 2.672 |  | 0.6 | 1.6032
88.6043
DI
GF
Accessible Toilet | 1 |  | 10.64 |  | 1.05 | 11.172
Womens Toilet | 1 |  | 17.591 |  | 1.05 | 18.4706
Toilet 1 | 1 |  | 5.385 |  | 1.05 | 5.6543
Toilet 2 | 1 |  | 5.4 |  | 1.05 | 5.67
Toilet 3 | 1 |  | 5.377 |  | 1.05 | 5.6459
Mens toilet | 1 |  | 20.5 |  | 1.05 | 21.525
Toilet 1 | 1 |  | 5.404 |  | 1.05 | 5.6742
Toilet 2 | 1 |  | 5.389 |  | 1.05 | 5.6585
Janitor room | 1 |  | 5.24 |  | 1.05 | 5.502
84.9723
FF
Accessible Toilet | 1 |  | 10.373 |  | 1.35 | 14.0036
Womens Toilet | 1 |  | 12.273 |  | 1.35 | 16.5686
Toilet 1 | 1 |  | 5.385 |  | 1.35 | 7.2698
Toilet 2 | 1 |  | 5.4 |  | 1.35 | 7.29
Toilet 3 | 1 |  | 5.377 |  | 1.35 | 7.259
Mens toilet | 1 |  | 14.325 |  | 1.35 | 19.3388
Toilet 1 | 1 |  | 5.747 |  | 1.35 | 7.7585
Toilet 2 | 1 |  | 5.447 |  | 1.35 | 7.3535
86.8414
Ducts /Shaft Plastering
School Block
Lift | 1 |  | 7.2 |  | 11.85 | 85.32
Deduct door | -1.5 |  | 0.8 |  | 2.1 | -2.52
Plumbing Shaft 09 | 1 |  | 6.707 |  | 10.35 | 69.4175
Deduct D109A | -1.5 |  | 0.6 |  | 1.505 | -1.3545
Fire Shaft 01 | 1 |  | 4.398 |  | 12.04 | 52.9519
Deduct D105 | -1.5 |  | 0.9 |  | 1.505 | -2.0318
Fire Shaft 02 | 1 |  | 3.577 |  | 12.04 | 43.0671
Deduct D105 | -1.5 |  | 0.9 |  | 1.505 | -2.0318
DB Shaft | 1 |  | 4.6 |  | 12.04 | 55.384
Deduct D109A | -3 |  | 0.6 |  | 1.505 | -2.709
Ele Shaft | 1 |  | 2.395 |  | 12.04 | 28.8358
Deduct D109 | -1.5 |  | 0.6 |  | 1.505 | -1.3545
ELV Shaft | 1 |  | 2.4 |  | 12.04 | 28.896
Deduct D109 | -1.5 |  | 0.6 |  | 1.505 | -1.3545
350.5163
Guest House
Plumbing Shaft
PHE Shaft 1 | 1 |  | 9.536 |  | 15.425 | 147.0928
PHE Shaft 2 | 1 |  | 9.527 |  | 15.425 | 146.954
PHE Shaft 3 | 1 |  | 8.939 |  | 15.425 | 137.8841
PHE Shaft 4 | 1 |  | 8.999 |  | 15.425 | 138.8096
PHE Shaft 5 | 1 |  | 8.987 |  | 11.825 | 106.2713
PHE Shaft 6 | 1 |  | 9.022 |  | 11.825 | 106.6852
ElV Shaft | 1 |  | 2.348 |  | 15.425 | 36.2179
ELE Shaft | 1 |  | 2.349 |  | 15.425 | 36.2333
Lift Shaft | 1 |  | 7.803 |  | 15.425 | 120.3613
Fire shaft | 1 |  | 6.44 |  | 15.425 | 99.337
Deduct D306 | -5.5 |  | 0.6 |  | 2.1 | -6.93
W324 | -6 |  | 0.6 |  | 1.29 | -4.644
W303 | -15.5 |  | 0.61 |  | 1.075 | -10.1641
D305 | -4 |  | 0.52 |  | 1.5 | -3.12
D304 | -2 |  | 0.9 |  | 1.505 | -2.709
Lift opening | -2 |  | 0.8 |  | 2.1 | -3.36
W320 | -1 |  | 2.9 |  | 0.86 | -2.494
1042.4252
DI
Ele Shaft | 1 |  | 2.345 |  | 8.225 | 19.2876
ElV Shaft | 1 |  | 2.366 |  | 8.225 | 19.4603
Fire Shaft | 1 |  | 3.6 |  | 8.225 | 29.61
Shaft 01 | 1 |  | 5.714 |  | 8.225 | 46.9977
D203 | -2 |  | 0.52 |  | 1.505 | -1.5652
| -1 |  | 0.9 |  | 1.505 | -1.3545
112.4359
Beading Plaster
School Block
1Hr Fire rated Door
D109 -GF | 2 |  | 4.21 |  |  | 8.42
FF
D109 | 2 |  | 4.21 |  |  | 8.42
SF
D109 | 2 |  | 4.21 |  |  | 8.42
D112 | 4 |  | 5.7 |  |  | 22.8
D108 | 2 |  | 5.7 |  |  | 11.4
FF
D108 | 3 |  | 5.7 |  |  | 17.1
SF
D108 | 2 |  | 5.7 |  |  | 11.4
D110 | 1 |  | 5.1 |  |  | 5.1
FF
D113 | 6 |  | 5.7 |  |  | 34.2
FF
D113 | 6 |  | 5.7 |  |  | 34.2
SF
D113 | 4 |  | 5.7 |  |  | 22.8
Powder Coated Al.3 Panel Sliding
D106 | 4 |  | 8.7 |  |  | 34.8
D114 | 2 |  | 8.2 |  |  | 16.4
D115 | 4 |  | 8 |  |  | 32
FF
D114 | 2 |  | 8.2 |  |  | 16.4
D115 | 4 |  | 8 |  |  | 32
D117 | 1 |  | 7.694 |  |  | 7.694
Powder Coated Galvan with iron Shutter
Door 101 | 3 |  | 5.1 |  |  | 15.3
D102 | 1 |  | 6.8 |  |  | 6.8
D102A | 1 |  | 7.1 |  |  | 7.1
D103 | 8 |  | 4.95 |  |  | 39.6
D103 | 3 |  | 4.95 |  |  | 14.85
D103 | 6 |  | 4.95 |  |  | 29.7
D104 | 1 |  | 6.65 |  |  | 6.65
D109A | 3 |  | 4.21 |  |  | 12.63
D111A | 1 |  | 6.9 |  |  | 6.9
FF
D102 | 1 |  | 6.8 |  |  | 6.8
D102A | 1 |  | 7.1 |  |  | 7.1
D103 | 8 |  | 4.95 |  |  | 39.6
D103 | 6 |  | 4.95 |  |  | 29.7
D104 | 1 |  | 6.65 |  |  | 6.65
D109A | 3 |  | 4.21 |  |  | 12.63
D111A | 1 |  | 6.9 |  |  | 6.9
SF
D102 | 1 |  | 6.8 |  |  | 6.8
D102B | 1 |  | 7.75 |  |  | 7.75
D103 | 8 |  | 4.95 |  |  | 39.6
D104 | 1 |  | 6.65 |  |  | 6.65
D109A | 2 |  | 4.21 |  |  | 8.42
D111 | 1 |  | 7.8 |  |  | 7.8
Powder Coated Galvan with Glass Panel
D105 | 2 |  | 4.81 |  |  | 9.62
D119 | 1 |  | 5.7 |  |  | 5.7
FF
D105 | 3 |  | 4.81 |  |  | 14.43
SF
D105 | 2 |  | 4.8 |  |  | 9.6
Unequal Double shutter
D107 | 3 |  | 5.7 |  |  | 17.1
FF
D107 | 3 |  | 5.7 |  |  | 17.1
SF
D107 | 4 |  | 5.7 |  |  | 22.8
FF
D116 | 1 |  | 8.234 |  |  | 8.234
SF | [5 empty] | 0
D118 | 1 |  | 9.706 |  |  | 9.706
2 Panel Sliding and fixed louver
W117 | 5 |  | 6.87 |  |  | 34.35
W120 | 1 |  | 8.71 |  |  | 8.71
Powder Quoted 2 Panel Sliding
GF | [5 empty] | 0
W101 | 3 |  | 4.52 |  |  | 13.56
W105 | 2 |  | 7.38 |  |  | 14.76
W106 | 1 |  | 7.66 |  |  | 7.66
W113 | 1 |  | 7.958 |  |  | 7.958
W115 | 1 |  | 6.95 |  |  | 6.95
W116 | 2 |  | 5.8 |  |  | 11.6
W118 | 1 |  | 8.852 |  |  | 8.852
W119 | 1 |  | 8.702 |  |  | 8.702
FF
W115 | 1 |  | 6.95 |  |  | 6.95
W116 | 2 |  | 5.8 |  |  | 11.6
W117 | 2 |  | 6.87 |  |  | 13.74
W118 | 1 |  | 12.482 |  |  | 12.482
W135 | 1 |  | 5.42 |  |  | 5.42
W140 | 2 |  | 8.026 |  |  | 16.052
SF
W115 | 1 |  | 6.95 |  |  | 6.95
W116 | 2 |  | 5.8 |  |  | 11.6
W117 | 2 |  | 6.87 |  |  | 13.74
W216 | 3 |  | 3.7 |  |  | 11.1
GF
W102 | 1 |  | 12.948 |  |  | 12.948
W103 | 1 |  | 8.38 |  |  | 8.38
W104 | 2 |  | 6.08 |  |  | 12.16
W121 | 1 |  | 10.11 |  |  | 10.11
FF
W138 | 1 |  | 12.088 |  |  | 12.088
Powder Coated Al.Frame with Fixed glass
GF
W107 | 3 |  | 1.76 |  |  | 5.28
W111 | 2 |  | 2.62 |  |  | 5.24
W112 | 1 |  | 2.86 |  |  | 2.86
W122 | 1 |  | 6.17 |  |  | 6.17
FF
W139 | 1 |  | 4.34 |  |  | 4.34
W139 | 1 |  | 4.34 |  |  | 4.34
W139 | 2 |  | 4.34 |  |  | 8.68
Powder Coated Al.Openable With Fixed Glass
GF
W108 | 2 |  | 4.18 |  |  | 8.36
W109 | 4 |  | 3.33 |  |  | 13.32
FF
W108 | 1 |  | 4.18 |  |  | 4.18
W137 | 1 |  | 4.216 |  |  | 4.216
Powder Coated Al.Openable With insect Mesh
GF
W110 | 3 |  | 3.29 |  |  | 9.87
Powder coated Al.Sliding with Mesh
W114 | 4 |  | 8.77 |  |  | 35.08
FF
W114 | 4 |  | 8.77 |  |  | 35.08
W136 | 1 |  | 7.106 |  |  | 7.106
SF
W114 | 4 |  | 8.77 |  |  | 35.08
Powder Coated 2 Panel Sliding
FF
W141 | 1 |  | 5.84 |  |  | 5.84
W142 | 4 |  | 7.5 |  |  | 30
W142 | 4 |  | 7.5 |  |  | 30
W151 | 4 |  | 9.17 |  |  | 36.68
W152 | 4 |  | 8.97 |  |  | 35.88
W153 | 2 |  | 9.156 |  |  | 18.312
W154 | 2 |  | 9.07 |  |  | 18.14
W145 | 1 |  | 6.81 |  |  | 6.81
W157 | 2 |  | 10.076 |  |  | 20.152
W159 | 3 |  | 6.85 |  |  | 20.55
W160 | 8 |  | 8.77 |  |  | 70.16
W161 | 2 |  | 3.79 |  |  | 7.58
W162 | 4 |  | 9.04 |  |  | 36.16
W163 | 2 |  | 3.69 |  |  | 7.38
W164 | 2 |  | 3.89 |  |  | 7.78
W165 | 2 |  | 3.72 |  |  | 7.44
358.864
Powder 3 Panel Sliding
W144 | 1 |  | 6.44 |  |  | 6.44
Powder Coated Fixed Glass
W156 | 1 |  | 7.73 |  |  | 7.73
W158 | 6 |  | 6.47 |  |  | 38.82
W147 | 1 |  | 15.042 |  |  | 15.042
W148 | 1 |  | 3.351 |  |  | 3.351
W149 | 1 |  | 4.556 |  |  | 4.556
W150 | 1 |  | 8.893 |  |  | 8.893
W146 | 1 |  | 12.484 |  |  | 12.484
W162 | 4 |  | 9.04 |  |  | 36.16
2092.602
Doors and Windows
2hr Fire rated Door
GF
D303 | 2 |  | 5.7 |  |  | 11.4
FF
D303 | 2 |  | 5.7 |  |  | 11.4
SF
D303 | 2 |  | 5.7 |  |  | 11.4
TF
D303 | 2 |  | 5.7 |  |  | 11.4
Terrace
D303 | 1 |  | 5.7 |  |  | 5.7
51.3
Powder coated aluminium frame with glass
D307 | 1 |  | 6.6 |  |  | 6.6
FF
D307 | 1 |  | 6.6 |  |  | 6.6
SF
Powder coated aluminium frame with glass
D301 | 13 |  | 5.1 |  |  | 66.3
D302 | 12 |  | 4.95 |  |  | 59.4
D305 | 2 |  | 4.04 |  |  | 8.08
D306 | 4 |  | 4.8 |  |  | 19.2
FF
D301 | 11 |  | 5.1 |  |  | 56.1
D302 | 11 |  | 4.95 |  |  | 54.45
D305 | 2 |  | 4.04 |  |  | 8.08
D306 | 3 |  | 4.8 |  |  | 14.4
SF
D301 | 11 |  | 5.1 |  |  | 56.1
D302 | 11 |  | 4.95 |  |  | 54.45
D305 | 2 |  | 4.04 |  |  | 8.08
D306 | 3 |  | 4.8 |  |  | 14.4
TF
D301 | 7 |  | 5.1 |  |  | 35.7
D302 | 7 |  | 4.95 |  |  | 34.65
D305 | 2 |  | 4.04 |  |  | 8.08
Powder coated aluminium frame with glass
D304 | 1 |  | 4.81 |  |  | 4.81
FF | [5 empty] | 0
D304 | 1 |  | 4.81 |  |  | 4.81
SF | [5 empty] | 0
D304 | 1 |  | 4.81 |  |  | 4.81
TF | [5 empty] | 0
D304 | 1 |  | 4.81 |  |  | 4.81
GF
W324 | 7 |  | 3.78 |  |  | 26.46
FF |  |  | 0 |  |  | 0
W324 | 7 |  | 3.78 |  |  | 26.46
W324 | 7 |  | 3.78 |  |  | 26.46
W324 | 3 |  | 3.78 |  |  | 11.34
W306 | 12 |  | 4.31 |  |  | 51.72
FF |  |  | 0 |  |  | 0
W306 | 12 |  | 4.31 |  |  | 51.72
SF |  |  | 0 |  |  | 0
W306 | 12 |  | 4.31 |  |  | 51.72
W306 | 12 |  | 4.31 |  |  | 51.72
GF |  |  | 0
W304A | 15 |  | 2.6 |  |  | 39
W306A | 6 |  | 3.028 |  |  | 18.168
W307A | 1 |  | 2.926 |  |  | 2.926
B308A | 2 |  | 3.2 |  |  | 6.4
W312 | 1 |  | 6.1 |  |  | 6.1
FF |  |  | 0 |  |  | 0
W304A | 15 |  | 2.6 |  |  | 39
W306A | 6 |  | 3.028 |  |  | 18.168
W307A | 1 |  | 2.926 |  |  | 2.926
B308A | 2 |  | 3.2 |  |  | 6.4
SF |  |  | 0 |  |  | 0
W304A | 15 |  | 2.6 |  |  | 39
W306A | 6 |  | 3.028 |  |  | 18.168
W307A | 1 |  | 2.926 |  |  | 2.926
B308A | 2 |  | 3.2 |  |  | 6.4
W316 | 4 |  | 10.37 |  |  | 41.48
W304A | 15 |  | 2.6 |  |  | 39
W306A | 6 |  | 3.028 |  |  | 18.168
W307A | 1 |  | 2.926 |  |  | 2.926
B308A | 2 |  | 3.2 |  |  | 6.4
GF |  |  | 0 |  |  | 0
W305 | 7 |  | 5.07 |  |  | 35.49
W309 | 2 |  | 4.23 |  |  | 8.46
FF |  |  | 0 |  |  | 0
W305 | 7 |  | 5.07 |  |  | 35.49
W305 | 7 |  | 5.07 |  |  | 35.49
W305 | 7 |  | 5.07 |  |  | 35.49
GF |  |  | 0 |  |  | 0
W301 | 1 |  | 6.36 |  |  | 6.36
W302 | 1 |  | 4.8 |  |  | 4.8
W308 | 2 |  | 4.8 |  |  | 9.6
W311 | 4 |  | 9.02 |  |  | 36.08
W314 | 4 |  | 8.22 |  |  | 32.88
FF |  |  | 0 |  |  | 0
W302 | 1 |  | 4.8 |  |  | 4.8
W308 | 2 |  | 4.8 |  |  | 9.6
SF |  |  | 0 |  |  | 0
W302 | 1 |  | 4.8 |  |  | 4.8
|  |  | 0 |  |  | 0
SF |  |  | 0 |  |  | 0
W302 | 1 |  | 4.8 |  |  | 4.8
W308 | 2 |  | 4.8 |  |  | 9.6
W308 | 2 |  | 4.8 |  |  | 9.6
|  |  | 0 |  |  | 0
GF |  |  | 0 |  |  | 0
W304 | 8 |  | 5.07 |  |  | 40.56
W307 | 2 |  | 4.23 |  |  | 8.46
FF |  |  | 0 |  |  | 0
W304 | 8 |  | 5.07 |  |  | 40.56
W307 | 2 |  | 4.23 |  |  | 8.46
|  |  | 0 |  |  | 0
W304 | 8 |  | 5.07 |  |  | 40.56
W307 | 2 |  | 4.23 |  |  | 8.46
W304 | 8 |  | 5.07 |  |  | 40.56
W307 | 2 |  | 4.23 |  |  | 8.46
GF |  |  | 0 |  |  | 0
W310 | 8 |  | 3.836 |  |  | 30.688
W323 | 1 |  | 4.29 |  |  | 4.29
FF |  |  | 0 |  |  | 0
W313 | 2 |  | 3.636 |  |  | 7.272
W315 | 6 |  | 3.736 |  |  | 22.416
W320 | 2 |  | 7.52 |  |  | 15.04
Terrace |  |  | 0 |  |  | 0
W322 | 1 |  | 4.38 |  |  | 4.38
|  |  | 0 |  |  | 0
GF |  |  | 0 |  |  | 0
W303 | 11 |  | 3.35 |  |  | 36.85
W303 | 11 |  | 3.35 |  |  | 36.85
W303 | 11 |  | 3.35 |  |  | 36.85
W303 | 7 |  | 3.35 |  |  | 23.45
|  |  | 0 |  |  | 0
FF |  |  | 0 |  |  | 0
W317 | 1 |  | 7.302 |  |  | 7.302
W318 | 3 |  | 10.828 |  |  | 32.484
W319 | 1 |  | 8.264 |  |  | 8.264
1989.222
DI
Doors & Window
GF
D203 | 2 |  | 4.05 |  |  | 8.1
D203 | 2 |  | 4.05 |  |  | 8.1
D216 | 1 |  | 5.7 |  |  | 5.7
0
D212 | 4 |  |  |  |  | 4
D206 | 1 |  | 5.2 |  |  | 5.2
D206 | 1 |  | 5.2 |  |  | 5.2
D213 | 1 |  | 4.95 |  |  | 4.95
D207 | 1 |  | 6.6 |  |  | 6.6
D201 | 7 |  | 5.1 |  |  | 35.7
D202 | 2 |  | 5.7 |  |  | 11.4
D205 | 5 |  | 4.95 |  |  | 24.75
D214 | 1 |  | 5.4 |  |  | 5.4
D215 | 1 |  | 4.95 |  |  | 4.95
D201 | 4 |  | 5.1 |  |  | 20.4
D205 | 5 |  | 4.95 |  |  | 24.75
D208 | 2 |  | 8.748 |  |  | 17.496
D209 | 2 |  | 9.711 |  |  | 19.422
D210 | 2 |  | 9.418 |  |  | 18.836
D211 | 1 |  | 9.847 |  |  | 9.847
D204 | 1 |  | 4.81 |  |  | 4.81
D204 | 1 |  | 4.81 |  |  | 4.81
D201A | 3 |  | 3.2 |  |  | 9.6
D206A | 1 |  | 3.4 |  |  | 3.4
D201A | 3 |  | 3.2 |  |  | 9.6
D206A | 1 |  | 3.4 |  |  | 3.4
GF
Window
W201 | 1 |  | 3.95 |  |  | 3.95
W202 | 2 |  | 5.02 |  |  | 10.04
W203 | 3 |  | 6.27 |  |  | 18.81
W204 | 2 |  | 9.47 |  |  | 18.94
W205 | 1 |  | 6.27 |  |  | 6.27
W206 | 1 |  | 5.71 |  |  | 5.71
W207 | 3 |  | 6.25 |  |  | 18.75
W214 | 2 |  | 4.114 |  |  | 8.228
W220 | 2 |  | 4.414 |  |  | 8.828
W215 | 2 |  | 3.7 |  |  | 7.4
W216 | 3 |  | 3.7 |  |  | 11.1
W210 | 5 |  | 10.454 |  |  | 52.27
W221 | 1 |  | 7.67 |  |  | 7.67
W208 | 11 |  | 11.764 |  |  | 129.404
W219 | 4 |  | 9.856 |  |  | 39.424
W203A | 2 |  | 3.8 |  |  | 7.6
W205A | 1 |  | 4.4 |  |  | 4.4
W208A | 15 |  | 8.994 |  |  | 134.91
W209 | 2 |  | 5.75 |  |  | 11.5
W209A | 2 |  | 2.98 |  |  | 5.96
W211 | 1 |  | 6.45 |  |  | 6.45
W212 | 1 |  | 4.55 |  |  | 4.55
W213 | 1 |  | 6.1 |  |  | 6.1
W217 | 4 |  | 11.764 |  |  | 47.056
W218 | 2 |  | 8.75 |  |  | 17.5
W219A | 2 |  | 13.174 |  |  | 26.348
W222 | 2 |  | 12.444 |  |  | 24.888
920.477
External Wall Painting
SC Block
Waterproofing Work
Toilet
School Block
GF
Visitors Room-150mm sunk | 1 |  | 21.5623 |  |  | 21.5623 | 0.15
| 1 |  | 3.0768 |  |  | 3.0768 | 0.15
Toilet M-300mm sunk | 1 |  | 27.665 |  |  | 27.665
Toilet M-300mm sunk | 1 |  | 21.414 |  |  | 21.414
Toilet M-300mm sunk | 1 |  | 22.8924 |  |  | 22.8924
FF
Toilet M-300mm sunk | 1 |  | 27.665 |  |  | 27.665
Toilet M-300mm sunk | 1 |  | 21.414 |  |  | 21.414
Toilet M-300mm sunk | 1 |  | 22.8924 |  |  | 22.8924
Lift | 1 |  | 7.2 |  | 1.5 | 10.8
179.382
GH Block
Toilet -225mm
Toilet | 7 |  |  | 5.8564 |  | 40.9948
Toilet | 4 |  |  | 5.5266 |  | 22.1065
FF
Toilet | 7 |  |  | 5.8564 |  | 40.9948
Toilet | 4 |  |  | 5.94 |  | 23.76
SF | 7 |  |  | 5.8564 |  | 40.9948
| 4 |  |  | 5.94 |  | 23.76
Lift | 1 |  | 7.2 |  | 1.5 | 10.8
203.4109
DI
Sunk 300 | 1 |  | 21.526 |  |  | 21.526
| 1 |  | 19.4 |  |  | 19.4
| 1 |  | 6.17 |  |  | 6.17
| 1 |  | 5.31 |  |  | 5.31
| 1 |  | 17.55 |  |  | 17.55
69.956
Terrace
School
Kitchen | 1 |  | 253.3396 |  |  | 253.3396
Dining | 1 |  | 149.9153 |  |  | 149.9153
SF-Library | 1 |  | 315.348 |  |  | 315.348
Drain | 1 |  | 19.272 | 1.197 |  | 23.0686
| 1 |  | 14.341 | 1.197 |  | 17.1662
Open Terrace -Staff Room | 1 |  | 32.0216 |  |  | 32.0216
| 1 |  | 29.4771 |  |  | 29.4771
Drain | 1 |  | 15.502 | 0.93 |  | 14.4169
Terrace Floor | 1 |  | 1338.627 |  |  | 1338.627
2173.3802
GH | 1 |  | 65.3736 |  |  | 65.3736
TF | 1 |  | 16.735 |  |  | 16.735
| 1 |  | 192.911 |  |  | 192.911
Terrace | 1 |  | 361.4123 |  |  | 361.4123
Staircase headroom | 1 |  | 59.7528 |  |  | 59.7528
696.1847
DI Block
Below pergola | 1 |  | 115.587 |  |  | 115.587
| 1 |  | 731.2238 |  |  | 731.2238
846.8108
OHT slab/Chajja
SC | 1 |  | 6.16 | 4.18 |  | 25.7488
GF & FF
Toilet Women | 2 |  | 2.052 | 0.45 |  | 1.8468
Toilet Men | 2 |  | 2.6 | 0.45 |  | 2.34
SF | 1 |  | 6.374 | 2.86 |  | 18.2296
48.1652
GH | 1 |  | 50.92 |  |  | 50.92
Chajja Detail
GF,FF,SF,TF
Chajja 304A | 1 |  | 0.75 | 0.45 |  | 0.3375
Guest room 1 &Guets 7 | 2 |  | 0.941 |  |  | 1.882
Guest 1 & 2 to Guest 6&7 | 6 |  | 1.67 |  |  | 10.02
63.1595
Chajja
W208A | 1 |  | 11.04 | 0.6 |  | 6.624
| 1 |  | 18.5233 | 0.7 |  | 12.9663
FF training Room | 1 |  | 18.523 | 0.7 |  | 12.9661
| 2 |  | 4.494 | 1.7 |  | 15.2796
47.836
OHT Waterproofing
School
Floor
Fire Water Tank | 1 |  | 3.25 | 2 |  | 6.5
Domastic Watertank | 1 |  | 3.25 | 1 |  | 3.25
Flushing Water tank | 1 |  | 3.25 | 1 |  | 3.25
Walls
Fire Water Tank | 2 |  | 3.25 |  | 2.2 | 14.3
| 2 |  | 2 |  | 2.2 | 8.8
Domastic Watertank | 2 |  | 3.25 |  | 2.2 | 14.3
| 2 |  | 1 |  | 2.2 | 4.4
Flushing Water tank | 2 |  | 3.25 |  | 2.2 | 14.3
| 2 |  | 1 |  | 2.2 | 4.4
73.5
GH
Floor
Fire Water Tank | 1 |  | 3.32 | 2 |  | 6.64
Domastic Watertank | 1 |  | 3.25 | 1 |  | 3.25
Flushing Water tank | 1 |  | 3.25 | 1 |  | 3.25
Walls
Fire Water Tank | 2 |  | 3.32 |  | 2.2 | 14.608
| 2 |  | 2 |  | 2.2 | 8.8
Domastic Watertank | 2 |  | 3.32 |  | 2.2 | 14.608
| 2 |  | 1 |  | 2.2 | 4.4
Flushing Water tank | 2 |  | 3.32 |  | 2.2 | 14.608
| 2 |  | 1 |  | 2.2 | 4.4
74.564
School Block
Medical Room | 1 |  | 26.403 |  |  | 26.403
Visitors room | 1 |  | 19.052 |  |  | 19.052
Admin room | 1 |  | 34.202 |  |  | 34.202
LKG | 1 |  | 64.34 |  |  | 64.34
LKG-2 | 1 |  | 64.32 |  |  | 64.32
MKG | 1 |  | 47.62 |  |  | 47.62
Multipurpose lab | 1 |  | 47.59 |  |  | 47.59
Chemistry lab | 1 |  | 66.889 |  |  | 66.889
UKG | 1 |  | 47.495 |  |  | 47.495
Std1 | 1 |  | 46.467 |  |  | 46.467
Std2 | 1 |  | 47.75 |  |  | 47.75
Std3 | 1 |  | 46.38 |  |  | 46.38
Std4 | 1 |  | 47.69 |  |  | 47.69
Std5 | 1 |  | 47.84 |  |  | 47.84
Library | 1 |  | 106.069 |  |  | 106.069
Steps and below staircase | 1 |  | 14.47 |  |  | 14.47
Steps | 2 |  | 5.65 |  | 0.45 | 5.085
| 3 |  | 5.65 |  | 0.225 | 3.8138
Staircase 01 | 1 |  | 22.251 |  |  | 22.251
805.7268
FF
Staff room | 1 |  | 95.777 |  |  | 95.777
Staircase 04 | 1 |  | 11.853 |  |  | 11.853
Std 6 | 1 |  | 47.68 |  |  | 47.68
Std 6 | 1 |  | 48.25 |  |  | 48.25
Std 7 | 1 |  | 47.78 |  |  | 47.78
Maths Lab | 1 |  | 46.68 |  |  | 46.68
Bilogy lab | 1 |  | 66.62 |  |  | 66.62
Std 7 | 1 |  | 47.097 |  |  | 47.097
Std 8 | 1 |  | 45.61 |  |  | 45.61
Std 8 | 1 |  | 47.37 |  |  | 47.37
Std 9 | 1 |  | 45.91 |  |  | 45.91
Std 9 | 1 |  | 47.3 |  |  | 47.3
Std 10 | 1 |  | 47.62 |  |  | 47.62
Library Reading | 1 |  | 124.765 |  |  | 124.765
| 1 |  | 11.74 |  |  | 11.74
782.052
SF
Staff Room | 1 |  | 64.55 |  |  | 64.55
St10 | 1 |  | 47.53 |  |  | 47.53
Std11 | 1 |  | 47.8 |  |  | 47.8
Std11 | 1 |  | 47.58 |  |  | 47.58
Computer lab | 1 |  | 46.68 |  |  | 46.68
Physcs Lab | 1 |  | 66.74 |  |  | 66.74
Std 11 | 1 |  | 46.96 |  |  | 46.96
Std 12 | 1 |  | 46.66 |  |  | 46.66
Std 12 | 1 |  | 47.37 |  |  | 47.37
Std 12 | 1 |  | 47.33 |  |  | 47.33
Area betn Std 12 | 1 |  | 100.484 |  |  | 100.484
609.684
Flooring
Guest House
Ground Floor
Store room | 1 |  | 19.63 |  |  | 19.63
Guest Room 1 | 1 |  | 21.09 |  |  | 21.09
Guest Room 2 | 1 |  | 21.1 |  |  | 21.1
Guest Room 3 | 1 |  | 21.1 |  |  | 21.1
Guest Room 4 | 1 |  | 21.1 |  |  | 21.1
Guest Room 5 | 1 |  | 21.1 |  |  | 21.1
Guest Room 6 | 1 |  | 21.09 |  |  | 21.09
Guest Room 7 | 1 |  | 21.1 |  |  | 21.1
Guest Room 8 | 1 |  | 21.1 |  |  | 21.1
Guest Room 9 | 1 |  | 19.92 |  |  | 19.92
Guest Room 10 | 1 |  | 19.92 |  |  | 19.92
Guest Room 11 | 1 |  | 19.88 |  |  | 19.88
248.13
FF
Guest room 1 | 1 |  | 21.09 |  |  | 21.09
Guest room 2 | 1 |  | 21.1 |  |  | 21.1
Guest room 3 | 1 |  | 21.1 |  |  | 21.1
Guest room 4 | 1 |  | 21.1 |  |  | 21.1
Guest room 5 | 1 |  | 21.1 |  |  | 21.1
Guest room 6 | 1 |  | 21.09 |  |  | 21.09
Guest room 7 | 1 |  | 21.1 |  |  | 21.1
Guest room 8 | 1 |  | 21.1 |  |  | 21.1
Guest room 9 | 1 |  | 20.76 |  |  | 20.76
Guest room 10 | 1 |  | 20.76 |  |  | 20.76
Guest room 11 | 1 |  | 20.78 |  |  | 20.78
Recreation room | 1 |  | 37.3 |  |  | 37.3
268.38
SF
Guest room 1 | 1 |  | 21.09 |  |  | 21.09
Guest room 2 | 1 |  | 21.1 |  |  | 21.1
Guest room 3 | 1 |  | 21.1 |  |  | 21.1
Guest room 4 | 1 |  | 21.1 |  |  | 21.1
Guest room 5 | 1 |  | 21.1 |  |  | 21.1
Guest room 6 | 1 |  | 21.1 |  |  | 21.1
Guest room 7 | 1 |  | 21.1 |  |  | 21.1
Guest room 8 | 1 |  | 22.36 |  |  | 22.36
Guest room 9 | 1 |  | 22.39 |  |  | 22.39
Guest room 10 | 1 |  | 22.39 |  |  | 22.39
Guest room 11 | 1 |  | 22.41 |  |  | 22.41
237.24
Third floor
Guest room 1 | 1 |  | 21.09 |  |  | 21.09
Guest room 2 | 1 |  | 21.1 |  |  | 21.1
Guest room 3 | 1 |  | 21.1 |  |  | 21.1
Guest room 4 | 1 |  | 21.1 |  |  | 21.1
Guest room 5 | 1 |  | 21.1 |  |  | 21.1
Guest room 6 | 1 |  | 21.1 |  |  | 21.1
Guest room 7 | 1 |  | 21.1 |  |  | 21.1
147.69
DI
Flooring
Meeting room 12 seater | 1 |  |  | 32.904 |  | 32.904
Meeting room 6 seater 1 | 1 |  |  | 14.268 |  | 14.268
Meeting room 6 seater 2 | 1 |  |  | 14.16 |  | 14.16
Meeting room 6 seater 3 | 1 |  |  | 14.374 |  | 14.374
Meeting room 6 seater 4 | 1 |  |  | 14.268 |  | 14.268
Meeting room 12 seater | 1 |  |  | 32.904 |  | 32.904
0
Resource room | 1 |  |  | 310.916 |  | 310.916
Deduct Skylight | -1 |  |  | 20.797 |  | -20.797
412.997
FF
Training room 1 | 1 |  |  | 161.74 |  | 161.74
Training room 2 | 1 |  |  | 154.86 |  | 154.86
316.6
Passage Leather Finish
School Block
Corridor Lether Finishtiles
GF
School Lobby | 1 |  |  | 101.287 |  | 101.287
Ramp | 1 |  |  | 12.135 |  | 12.135
Passage | 1 |  |  | 233.783 |  | 233.783
Ramp | 1 |  |  | 15.079 |  | 15.079
| 1 |  |  | 24.64 |  | 24.64
Admin Outside area | 1 |  |  | 7.081 |  | 7.081
Creche Outside | 1 |  |  | 5.399 |  | 5.399
LKG outside | 1 |  |  | 5.45 |  | 5.45
MKG outside | 1 |  |  | 6.956 |  | 6.956
Multipurpose lab | 1 |  |  | 5.833 |  | 5.833
Ukg Outside | 1 |  |  | 7.31 |  | 7.31
STD1& 2 outside | 1 |  |  | 14.49 |  | 14.49
STD3& 4 outside | 1 |  |  | 20.208 |  | 20.208
Std 5 Outside | 1 |  |  | 10.076 |  | 10.076
Leather Finish
Kitchen Area | 1 |  |  | 81.43 |  | 81.43
Ups room | 1 |  |  | 9.152 |  | 9.152
Front of UPS | 1 |  |  | 3.445 |  | 3.445
Steps | 2 |  |  | 1.705 |  | 3.41
| 3 |  |  | 1.705 |  | 5.115
Reeiving area | 1 |  |  | 15.73 |  | 15.73
Gas Bank | 1 |  |  | 8.504 |  | 8.504
Ramp | 1 |  |  | 9.774 |  | 9.774
Dining & Stage | 1 |  |  | 514.777 |  | 514.777
1121.064
FF
Passage | 1 |  |  | 313.67 |  | 313.67
SF
Passage | 1 |  |  | 282.539 |  | 282.539
TF | 1 |  |  | 6.27 |  | 6.27
Guest House
Ground Floor
Corridor | 1 |  | 112.75 |  |  | 112.75
Staircase 08 | 1 |  | 32.46 |  |  | 32.46
145.21
FF
Corridor | 1 |  | 116.75 |  |  | 116.75
SF
Corridor+Staircase 8 & staircase 9 | 1 |  | 93.15 |  |  | 93.15
Third floor
Corridor+Staircase 8 & staircase 9 | 1 |  | 87.93 |  |  | 87.93
TERRACE Floor
Staircase 08 | 1 |  | 8.87 |  |  | 8.87
DI lobby | 1 |  | 58.77 |  |  | 58.77
Store | 1 |  | 10.16 |  |  | 10.16
Ramp | 1 |  | 2.7 |  |  | 2.7
Passage | 1 |  | 26.111 |  |  | 26.111
Ramp | 1 |  | 3.594 |  |  | 3.594
UPS Room | 1 |  | 5.425 |  |  | 5.425
106.76
FF
Passage | 1 |  | 203.833 |  |  | 203.833
Store Room | 1 |  | 13.13 |  |  | 13.13
216.963
Skirting
School Block
Medical Room | 1 |  | 25.674 |  |  | 25.674
Visitors room | 1 |  | 16.98 |  |  | 16.98
Admin room | 1 |  | 25.041 |  |  | 25.041
LKG | 1 |  | 30.596 |  |  | 30.596
LKG-2 | 1 |  | 29.596 |  |  | 29.596
MKG | 1 |  | 26.383 |  |  | 26.383
Multipurpose lab | 1 |  | 22.344 |  |  | 22.344
Chemistry lab | 1 |  | 33.701 |  |  | 33.701
UKG | 1 |  | 22.978 |  |  | 22.978
Std1 | 1 |  | 24.398 |  |  | 24.398
Std2 | 1 |  | 22.883 |  |  | 22.883
Std3 | 1 |  | 24.341 |  |  | 24.341
Std4 | 1 |  | 22.884 |  |  | 22.884
Std5 | 1 |  | 24.1341 |  |  | 24.1341
Library | 1 |  | 54.783 |  |  | 54.783
Staircase 01 | 1 |  | 18.869 |  |  | 18.869
School Block
Corridor Lether Finishtiles
GF
School Lobby | 1 |  |  | 45.099 |  | 45.099
Ramp | 1 |  |  | 9.687 |  | 9.687
Passage | 1 |  |  | 74.288 |  | 74.288
Admin Outside area | 1 |  |  | 7.47 |  | 7.47
Creche Outside | 1 |  |  | 7.979 |  | 7.979
LKG outside | 1 |  |  | 7.979 |  | 7.979
MKG outside | 1 |  |  | 7.979 |  | 7.979
Multipurpose lab | 1 |  |  | 7.979 |  | 7.979
Ukg Outside | 1 |  |  | 7.979 |  | 7.979
Leather Finish
Kitchen Area | 1 |  |  | 50.588 |  | 50.588
Ups room | 1 |  |  | 11.636 |  | 11.636
Front of UPS | 1 |  |  | 5 |  | 5
Store room | 1 |  |  | 14.8
Dining & Stage | 1 |  |  | 514.777 |  | 514.777
1184.0251
FF
Staff room | 1 |  | 57.306 |  |  | 57.306
Staircase 04 | 1 |  | 17.206 |  |  | 17.206
Std 6 | 1 |  | 27.129 |  |  | 27.129
Std 6 | 1 |  | 28.519 |  |  | 28.519
Std 7 | 1 |  | 28.289 |  |  | 28.289
Maths Lab | 1 |  | 26.441 |  |  | 26.441
Bilogy lab | 1 |  | 33.802 |  |  | 33.802
Std 7 | 1 |  | 26.924 |  |  | 26.924
Std 8 | 1 |  | 27.019 |  |  | 27.019
Std 8 | 1 |  | 26.2254 |  |  | 26.2254
Std 9 | 1 |  | 27.419 |  |  | 27.419
Std 9 | 1 |  | 26.224 |  |  | 26.224
Std 10 | 1 |  | 27.289 |  |  | 27.289
Library Reading | 1 |  | 56.088 |  |  | 56.088
| 1 |  | 15.917 |  |  | 15.917
FF
Passage | 1 |  |  | 259.92 |  | 259.92
711.7174
SF
Staff Room | 1 |  | 36.91 |  |  | 36.91
St10 | 1 |  | 28.181 |  |  | 28.181
Std11 | 1 |  | 27.228 |  |  | 27.228
Std11 | 1 |  | 28.095 |  |  | 28.095
Computer lab | 1 |  | 26.441 |  |  | 26.441
Physcs Lab | 1 |  | 33.831 |  |  | 33.831
Std 11 | 1 |  | 26.908 |  |  | 26.908
Std 12 | 1 |  | 27.619 |  |  | 27.619
Std 12 | 1 |  | 27.124 |  |  | 27.124
Std 12 | 1 |  | 27.753 |  |  | 27.753
Area betn Std 12 | 1 |  | 34.836 |  |  | 34.836
SF
Passage | 1 |  |  | 260.92 |  | 260.92
585.846
TF | 1 |  |  | 6.27 |  | 6.27
Flooring
Guest House
Ground Floor
Store room | 1 |  | 17.719 |  |  | 17.719
Guest Room 1 | 1 |  | 24.612 |  |  | 24.612
Guest Room 2 | 1 |  | 24.612 |  |  | 24.612
Guest Room 3 | 1 |  | 24.612 |  |  | 24.612
Guest Room 4 | 1 |  | 24.612 |  |  | 24.612
Guest Room 5 | 1 |  | 24.612 |  |  | 24.612
Guest Room 6 | 1 |  | 24.612 |  |  | 24.612
Guest Room 7 | 1 |  | 24.612 |  |  | 24.612
Guest Room 8 | 1 |  | 25.612 |  |  | 25.612
Guest Room 9 | 1 |  | 25.612 |  |  | 25.612
Guest Room 10 | 1 |  | 25.612 |  |  | 25.612
Guest Room 11 | 1 |  | 25.612 |  |  | 25.612
292.451
FF
Guest room 1 | 1 |  | 24.612 |  |  | 24.612
Guest room 2 | 1 |  | 24.612 |  |  | 24.612
Guest room 3 | 1 |  | 24.612 |  |  | 24.612
Guest room 4 | 1 |  | 24.612 |  |  | 24.612
Guest room 5 | 1 |  | 24.612 |  |  | 24.612
Guest room 6 | 1 |  | 24.612 |  |  | 24.612
Guest room 7 | 1 |  | 24.612 |  |  | 24.612
Guest room 8 | 1 |  | 25.612 |  |  | 25.612
Guest room 9 | 1 |  | 25.612 |  |  | 25.612
Guest room 10 | 1 |  | 25.612 |  |  | 25.612
Guest room 11 | 1 |  | 25.612 |  |  | 25.612
Recreation room | 1 |  | 22.087 |  |  | 22.087
296.819
SF
Guest room 1 | 1 |  | 24.612 |  |  | 24.612
Guest room 2 | 1 |  | 24.612 |  |  | 24.612
Guest room 3 | 1 |  | 24.612 |  |  | 24.612
Guest room 4 | 1 |  | 24.612 |  |  | 24.612
Guest room 5 | 1 |  | 24.612 |  |  | 24.612
Guest room 6 | 1 |  | 24.612 |  |  | 24.612
Guest room 7 | 1 |  | 24.612 |  |  | 24.612
Guest room 8 | 1 |  | 25.612 |  |  | 25.612
Guest room 9 | 1 |  | 25.612 |  |  | 25.612
Guest room 10 | 1 |  | 25.612 |  |  | 25.612
Guest room 11 | 1 |  | 25.612 |  |  | 25.612
274.732
Third floor
Guest room 1 | 1 |  | 24.612 |  |  | 24.612
Guest room 2 | 1 |  | 24.612 |  |  | 24.612
Guest room 3 | 1 |  | 24.612 |  |  | 24.612
Guest room 4 | 1 |  | 24.612 |  |  | 24.612
Guest room 5 | 1 |  | 24.612 |  |  | 24.612
Guest room 6 | 1 |  | 24.612 |  |  | 24.612
Guest room 7 | 1 |  | 24.612 |  |  | 24.612
172.284
DI
Skirting
Meeting rooms and resource room | 1 |  |  | 145.387 |  | 145.387
145.387
FF
Training room 1 | 1 |  |  | 57.493 |  | 57.493
Training room 2 | 1 |  |  | 50.66 |  | 50.66
108.153
Cement skirting
Guest House
Ground Floor
Corridor | 1 |  | 112.75 |  |  | 112.75
Staircase 08 | 1 |  | 32.46 |  |  | 32.46
145.21
FF
Corridor | 1 |  | 116.75 |  |  | 116.75
SF
Corridor+Staircase 8 & staircase 9 | 1 |  | 93.15 |  |  | 93.15
Third floor
Corridor+Staircase 8 & staircase 9 | 1 |  | 87.93 |  |  | 87.93
TERRACE Floor
Staircase 08 | 1 |  | 8.87 |  |  | 8.87
DI lobby | 1 |  | 58.77 |  |  | 58.77
Store | 1 |  | 10.16 |  |  | 10.16
Ramp | 1 |  | 2.7 |  |  | 2.7
Passage | 1 |  | 26.111 |  |  | 26.111
Ramp | 1 |  | 3.594 |  |  | 3.594
UPS Room | 1 |  | 5.425 |  |  | 5.425
106.76
FF
Passage | 1 |  | 203.833 |  |  | 203.833
Store Room | 1 |  | 13.13 |  |  | 13.13
216.963
Toilet Flooring
School Block
GF
Mens Toilet | 1 |  | 18.897 |  |  | 18.897
WC | 4 |  | 1.29 |  |  | 5.16
Womens Toilet | 1 |  | 12.38 |  |  | 12.38
WC | 6 |  | 1.29 |  |  | 7.74
Janitor Room | 1 |  | 1.165 |  |  | 1.165
Toilet A | 1 |  | 5.145 |  |  | 5.145
Toilet A(1) | 1 |  | 5.377 |  |  | 5.377
Creche | 1 |  | 2.876 |  |  | 2.876
LKG | 1 |  | 2.876 |  |  | 2.876
Attached Toilet -UKG | 1 |  | 2.8 |  |  | 2.8
Std 1 | 1 |  | 2.803 |  |  | 2.803
Std 2 | 1 |  | 2.803 |  |  | 2.803
MKG | 1 |  | 2.84 |  |  | 2.84
72.862
FF
Mens Toilet | 1 |  | 18.897 |  |  | 18.897
WC | 4 |  | 1.29 |  |  | 5.16
Womens Toilet | 1 |  | 12.38 |  |  | 12.38
WC | 6 |  | 1.29 |  |  | 7.74
Janitor Room | 1 |  | 1.165 |  |  | 1.165
Toilet A | 1 |  | 5.145 |  |  | 5.145
50.487
SF
Mens Toilet | 1 |  | 18.897 |  |  | 18.897
WC | 4 |  | 1.29 |  |  | 5.16
Womens Toilet | 1 |  | 12.38 |  |  | 12.38
WC | 6 |  | 1.29 |  |  | 7.74
Janitor Room | 1 |  | 1.165 |  |  | 1.165
Toilet A | 1 |  | 5.145 |  |  | 5.145
50.487
Guest House
ToiletFlooring
Toilet | 7 |  |  | 3.88 |  | 27.16
Toilet | 4 |  |  | 4.23 |  | 16.92
Janitor room | 1 |  |  | 2.28 |  | 2.28
46.36
FF
Toilet | 7 |  |  | 3.88 |  | 27.16
Toilet | 4 |  |  | 3.774 |  | 15.096
42.256
SF | 7 |  |  | 3.88 |  | 27.16
| 4 |  |  | 3.634 |  | 14.536
41.696
TF
Toilet | 7 |  |  | 3.88 |  | 27.16
Toilet Tile
GF
Accessible Toilet | 1 |  |  | 6.638 |  | 6.638
Womens Toilet | 1 |  |  | 10.57 |  | 10.57
Toilet 1 | 1 |  |  | 1.644 |  | 1.644
Toilet 2 | 1 |  |  | 1.65 |  | 1.65
Toilet 3 | 1 |  |  | 1.629 |  | 1.629
Mens toilet | 1 |  |  | 14.167 |  | 14.167
Toilet 1 | 1 |  |  | 1.676 |  | 1.676
Toilet 2 | 1 |  |  | 1.629 |  | 1.629
Janitor room | 1 |  |  | 1.644 |  | 1.644
41.247
FF
Accesible Toilet | 1 |  |  | 6.485 |  | 6.485
Womens toilet | 1 |  |  | 8.472 |  | 8.472
Toilet 1 | 1 |  |  | 1.65 |  | 1.65
Toilet 2 | 1 |  |  | 1.64 |  | 1.64
Toilet 3 | 1 |  |  | 1.65 |  | 1.65
Mens toilet | 1 |  |  | 9.073 |  | 9.073
Toilet 1 | 1 |  |  | 1.888 |  | 1.888
Toilet 2 | 1 |  |  | 1.723 |  | 1.723
32.581
Doding
School Block
GF
Mens Toilet | 1 |  | 22.074 |  | 2.1 | 46.3554
Deduct D102A | -1 |  | 0.9 |  | 2.1 | -1.89
D103 | -4 |  | 0.7 |  | 2.1 | -5.88
W117 | -1 |  | 1.5 |  | 1.935 | -2.9025
WC | 4 |  | 4.7 |  | 2.1 | 39.48
D103 | -4 |  | 0.7 |  | 2.1 | -5.88
Womens Toilet | 1 |  | 16.057 |  | 2.1 | 33.7197
Deduct D102A | -1 |  | 0.9 |  | 2.1 | -1.89
D103 | -6 |  | 0.7 |  | 2.1 | -8.82
W117 | -1 |  | 1.5 |  | 1.935 | -2.9025
WC | 6 |  | 4.7 |  | 2.1 | 59.22
D103 | -6 |  | 0.7 |  | 2.1 | -8.82
Janitor Room | 1 |  | 4.516 |  | 2.1 | 9.4836
Deduct D104 | -1 |  | 0.75 |  | 2.1 | -1.575
Toilet A | 1 |  | 9.165 |  | 2.1 | 19.2465
Deduct D111A | -1 |  | 1 |  | 2.1 | -2.1
Toilet A(1) | 1 |  | 5.377 |  | 2.1 | 11.2917
Deduct D110 | -1 |  | 0.9 |  | 2.1 | -1.89
Creche | 1 |  | 6.828 |  | 2.1 | 14.3388
Deduct D103 | -1 |  | 0.75 |  | 2.1 | -1.575
Deduct W110 | -1 |  | 1 |  | 0.645 | -0.645
LKG | 1 |  | 6.828 |  | 2.1 | 14.3388
Deduct D103 | -1 |  | 0.75 |  | 2.1 | -1.575
Deduct W110 | -1 |  | 1 |  | 0.645 | -0.645
Attached Toilet -UKG | 1 |  | 6.828 |  | 2.1 | 14.3388
Deduct D103 | -1 |  | 0.75 |  | 2.1 | -1.575
Std 1 | 1 |  | 6.752 |  | 2.1 | 14.1792
Deduct D103 | -1 |  | 0.75 |  | 2.1 | -1.575
Std 2 | 1 |  | 6.752 |  | 2.1 | 14.1792
Deduct D103 | -1 |  | 0.75 |  | 2.1 | -1.575
MKG | 1 |  | 6.828 |  | 2.1 | 14.3388
Deduct D103 | -1 |  | 0.75 |  | 2.1 | -1.575
Deduct W110 | -1 |  | 1 |  | 0.645 | -0.645
248.5755
FF
Mens Toilet | 1 |  | 22.074 |  | 2.1 | 46.3554
Deduct D102A | -1 |  | 0.9 |  | 2.1 | -1.89
D103 | -4 |  | 0.7 |  | 2.1 | -5.88
W117 | -1 |  | 1.5 |  | 1.935 | -2.9025
WC | 4 |  | 4.7 |  | 2.1 | 39.48
D103 | -4 |  | 0.7 |  | 2.1 | -5.88
Womens Toilet | 1 |  | 16.057 |  | 2.1 | 33.7197
Deduct D102A | -1 |  | 0.9 |  | 2.1 | -1.89
D103 | -6 |  | 0.7 |  | 2.1 | -8.82
W117 | -1 |  | 1.5 |  | 1.935 | -2.9025
WC | 6 |  | 4.7 |  | 2.1 | 59.22
D103 | -6 |  | 0.7 |  | 2.1 | -8.82
Janitor Room | 1 |  | 4.516 |  | 2.1 | 9.4836
Deduct D104 | -1 |  | 0.75 |  | 2.1 | -1.575
Toilet A | 1 |  | 9.165 |  | 2.1 | 19.2465
Deduct D111A | -1 |  | 1 |  | 2.1 | -2.1
164.8452
SF
Mens Toilet | 1 |  | 22.074 |  | 2.1 | 46.3554
Deduct D102A | -1 |  | 0.9 |  | 2.1 | -1.89
D103 | -4 |  | 0.7 |  | 2.1 | -5.88
W117 | -1 |  | 1.5 |  | 1.935 | -2.9025
WC | 4 |  | 4.7 |  | 2.1 | 39.48
D103 | -4 |  | 0.7 |  | 2.1 | -5.88
Womens Toilet | 1 |  | 16.057 |  | 2.1 | 33.7197
Deduct D102A | -1 |  | 0.9 |  | 2.1 | -1.89
D103 | -6 |  | 0.7 |  | 2.1 | -8.82
W117 | -1 |  | 1.5 |  | 1.935 | -2.9025
WC | 6 |  | 4.7 |  | 2.1 | 59.22
D103 | -6 |  | 0.7 |  | 2.1 | -8.82
Janitor Room | 1 |  | 4.516 |  | 2.1 | 9.4836
Deduct D104 | -1 |  | 0.75 |  | 2.1 | -1.575
Toilet A | 1 |  | 9.165 |  | 2.1 | 19.2465
Deduct D111A | -1 |  | 1 |  | 2.1 | -2.1
164.8452
Dadoing
Toilet
GF
Toilet | 7 | 1 | 8.889 |  | 2.1 | 130.6683
Deduct Door D302 | 7 | -0.5 | 0.75 |  | 2.1 | -5.5125
Deduct Ventilator W303 | 7 | -0.5 | 0.6 |  | 1.075 | -2.2575
Toilet | 4 | 1 | 8.688 |  | 2.1 | 72.9792
Deduct Door | 4 | -0.5 | 0.75 |  | 2.1 | -3.15
Deduct Ventilator | 4 | -0.5 | 0.6 |  | 1.075 | -1.29
Janitor room | 1 | 1 | 6.092 |  | 2.1 | 12.7932
Deduct Door | 1 | -0.5 | 0.75 |  | 2.1 | -0.7875
Deduct Ventilator | 1 | -0.5 | 0.6 |  | 1.075 | -0.3225
203.1207
FF
Toilet | 7 | 1 | 8.889 |  | 2.1 | 130.6683
Deduct Door D302 | 7 | -0.5 | 0.75 |  | 2.1 | -5.5125
Deduct Ventilator W303 | 7 | -0.5 | 0.6 |  | 1.075 | -2.2575
Toilet | 4 | 1 | 8.078 |  | 2.1 | 67.8552
Deduct Door | 4 | -0.5 | 0.75 |  | 2.1 | -3.15
Deduct Ventilator | 4 | -0.5 | 0.6 |  | 1.075 | -1.29
186.3135
SF
Toilet | 7 | 1 | 8.889 |  | 2.1 | 130.6683
Deduct Door D302 | 7 | -0.5 | 0.75 |  | 2.1 | -5.5125
Deduct Ventilator W303 | 7 | -0.5 | 0.6 |  | 1.075 | -2.2575
Toilet | 4 | 1 | 7.892 |  | 2.1 | 66.2928
Deduct Door | 4 | -0.5 | 0.75 |  | 2.1 | -3.15
Deduct Ventilator | 4 | -0.5 | 0.6 |  | 1.075 | -1.29
184.7511
TF
Toilet | 7 | 1 | 8.889 |  | 2.1 | 130.6683
Deduct Door D302 | 7 | -0.5 | 0.75 |  | 2.1 | -5.5125
Deduct Ventilator W303 | 7 | -0.5 | 0.6 |  | 1.075 | -2.2575
122.8983
DI
GF
Accessible Toilet | 1 |  | 10.64 |  | 2.1 | 22.344
Deduct Door D203 | -1 |  | 1 |  | 2.1 | -2.1
Womens Toilet | 1 |  | 17.591 |  | 2.1 | 36.9411
Deduct D201 | -1 |  | 0.9 |  | 2.1 | -1.89
Deduct D205 | -3 |  | 0.75 |  | 2.1 | -4.725
Toilet 1 | 1 |  | 5.385 |  | 2.1 | 11.3085
Deduct D205 | -1 |  | 0.75 |  | 2.1 | -1.575
Toilet 2 | 1 |  | 5.4 |  | 2.1 | 11.34
Deduct D205 | -1 |  | 0.75 |  | 2.1 | -1.575
Toilet 3 | 1 |  | 5.377 |  | 2.1 | 11.2917
Deduct D205 | -1 |  | 0.75 |  | 2.1 | -1.575
Mens toilet | 1 |  | 20.5 |  | 2.1 | 43.05
Deduct D201 | -1 |  | 0.9 |  | 2.1 | -1.89
Deduct D205 | -2 |  | 0.75 |  | 2.1 | -3.15
Deduct W205 | -0.5 |  | 1.2 |  | 1.935 | -1.161
Toilet 1 | 1 |  | 5.404 |  | 2.1 | 11.3484
Deduct D205 | -1 |  | 0.75 |  | 2.1 | -1.575
Toilet 2 | 1 |  | 5.389 |  | 2.1 | 11.3169
Deduct D205 | -1 |  | 0.75 |  | 2.1 | -1.575
Janitor room | 1 |  | 5.24 |  | 2.1 | 11.004
Deduct D201 | -1 |  | 0.9 |  | 2.1 | -1.89
145.2636
FF
Accessible Toilet | 1 |  | 10.373 |  | 2.1 | 21.7833
Deduct Door D203 | -1 |  | 1 |  | 2.1 | -2.1
Womens Toilet | 1 |  | 12.273 |  | 2.1 | 25.7733
Deduct D201 | -1 |  | 0.9 |  | 2.1 | -1.89
Deduct D205 | -3 |  | 0.75 |  | 2.1 | -4.725
Toilet 1 | 1 |  | 5.385 |  | 2.1 | 11.3085
Deduct D205 | -1 |  | 0.75 |  | 2.1 | -1.575
Toilet 2 | 1 |  | 5.4 |  | 2.1 | 11.34
Deduct D205 | -1 |  | 0.75 |  | 2.1 | -1.575
Toilet 3 | 1 |  | 5.377 |  | 2.1 | 11.2917
Deduct D205 | -1 |  | 0.75 |  | 2.1 | -1.575
Mens toilet | 1 |  | 14.325 |  | 2.1 | 30.0825
Deduct D201 | -1 |  | 0.9 |  | 2.1 | -1.89
Deduct D205 | -2 |  | 0.75 |  | 2.1 | -3.15
Deduct W205 | -0.5 |  | 1.2 |  | 1.935 | -1.161
Toilet 1 | 1 |  | 5.747 |  | 2.1 | 12.0687
Deduct D205 | -1 |  | 0.75 |  | 2.1 | -1.575
Toilet 2 | 1 |  | 5.447 |  | 2.1 | 11.4387
Deduct D205 | -1 |  | 0.75 |  | 2.1 | -1.575
112.2957
WPC Tile
WPC Tiles
SF
Staff Room terrcae | 1 |  |  | 25.877 |  |  | 25.877
Terrace | 1 |  |  | 1258.77 |  |  | 1258.77
Kitchen terrace | 1 |  |  | 220.364 |  |  | 220.364
Above dining | 1 |  |  | 135.377 |  |  | 135.377
1640.388
Guest House
Terrace Tile WPC
SF Level
Recretion room | 1 |  |  | 72.87 |  |  | 72.87
0
Third floor Level | 1 |  |  | 162.11 |  |  | 162.11
0
Terrace Level | 1 |  |  | 287.63 |  |  | 287.63
522.61
WPC Tile
Terrace | 1 |  |  | 667.944 |  |  | 667.944
| 1 |  |  | 123.726 |  |  | 123.726
791.67
Duct Flooring cement
SC
Plumbing duct 09 | 1 |  | 2.367 |  |  | 2.367
Lift Machine room | 1 |  | 3.224 |  |  | 3.224
Fire shaft 1 | 1 |  | 0.95 |  |  | 0.95
Fireshaft 02 | 1 |  | 0.716 |  |  | 0.716
DB Shaft | 1 |  | 0.6 |  |  | 0.6
ELE shaft | 1 |  | 0.25 |  |  | 0.25
ELV Shaft | 1 |  | 0.268 |  |  | 0.268
8.375
GH
PHE Duct 1 | 1 |  | 4.233 |  |  | 4.233
PHE Duct 2 | 1 |  | 4.173 |  |  | 4.173
PHE Duct 3 | 1 |  | 3.79 |  |  | 3.79
PHE Duct 4 | 1 |  | 4.25 |  |  | 4.25
PHE Duct 5 | 1 |  | 4.275 |  |  | 4.275
PHE Duct 6 | 1 |  | 4.259 |  |  | 4.259
ELV Shaft | 1 |  | 0.344 |  |  | 0.344
ELE Shaft | 1 |  | 0.344 |  |  | 0.344
Fire Shaft | 1 |  | 2.063 |  |  | 2.063
23.498
DI
ELE shaft | 1 |  | 0.343 |  |  | 0.343
ELV Shaft | 1 |  | 0.349 |  |  | 0.349
Fireshaft 03 | 1 |  | 0.716 |  |  | 0.716
Ventilator Shaft 01 | 1 |  | 2.035 |  |  | 2.035
3.443
Ledge wall Granite
Ledge wall-Womens Toilet | 15 |  | 0.45 | 0.15 |  | 1.0125
Ledge wall-mens Toilet | 12 |  | 0.45 | 0.15 |  | 0.81
1.8225
Trough
School Block | 3 |  | 6 | 0.14 |  | 2.52
Toilet | 3 |  | 2.3 | 0.14 |  | 0.966
| 3 |  | 3.092 | 0.14 |  | 1.2986
Dining | 2 |  | 7.72 | 0.14 |  | 2.1616
6.9462
Guest House | 4 |  | 0.75 | 0.14 |  | 0.42
0.42
DI | 2 |  | 3.07 | 0.14 |  | 0.8596
Granite Counter 20mm Thick
SC
Toilet attached | 3 |  | 0.6 | 1 |  | 1.8
GH
Toilet Counter GF ,FF,SF | 33 |  | 0.6 | 0.75 |  | 14.85
TF | 7 |  | 0.6 | 0.75 |  | 3.15
[6 empty] | 18 | Sqm
DI
GF & FF
Accessable toilet | 2 |  | 1 | 0.61 |  | 1.22
Toilet -Mens | 4 |  | 2.039 | 0.61 |  | 4.9752
Toilet Womens | 4 |  | 1.8 | 0.61 |  | 4.392
10.5872
Partions granite-School Block | 18 |  | 0.45 |  | 1 | 8.1
Partions graniteDI | 6 |  | 0.45 |  | 1 | 2.7
Mirror
School Block
Mens toilet | 9 |  | 0.56 | 0.46 |  | 2.3184
Womens toilet | 12 |  | 0.56 | 0.46 |  | 3.0912
Attached toilet | 3 |  | 0.75 | 0.75 |  | 1.6875
7.0971
GH | 33 |  | 0.76 | 0.69 |  | 17.3052
| 7 |  | 0.76 | 0.69 |  | 3.6708
20.976
DI
Mens Toilet | 2 |  | 1.979 | 0.75 |  | 2.9685
Womens Toilet | 2 |  | 1.74 | 0.75 |  | 2.61
Accessable toilet | 2 |  | 0.75 | 0.75 |  | 1.125
6.7035
Staircase Flooring
Staircase 01
Treads | 1 | 61 | 1.5 | 0.3 |  | 27.45
Risers | 1 | 69 | 1.5 | 0.15 |  | 15.525
Landing | 4 | 1 | 3.25 | 1.5 |  | 19.5
| 1 | 1 | 1.5 | 1.049 |  | 1.5735
| 1 | 1 | 1.75 | 1.649 |  | 2.8857
FF | 3 | 1 | 7.115 |  |  | 21.345
Staircase 02
Treads | 1 | 22 | 1.5 | 0.3 |  | 9.9
Risers | 1 | 24 | 1.5 | 0.15 |  | 5.4
Landing | 1 | 1 | 1.5 | 1.5 |  | 2.25
Staircase 03
Treads | 1 | 24 | 1.5 | 0.3 |  | 10.8
Risers | 1 | 26 | 1.5 | 0.15 |  | 5.85
Landing | 1 | 1 | 1.5 | 1.5 |  | 2.25
Staircase 04
Treads | 1 | 24 | 1.5 | 0.3 |  | 10.8
Risers | 1 | 26 | 1.5 | 0.15 |  | 5.85
Landing | 1 | 1 | 6.149 |  |  | 6.149
Staircase 05
Treads | 1 | 24 | 1.5 | 0.3 |  | 10.8
Risers | 1 | 26 | 1.5 | 0.15 |  | 5.85
Landing | 1 | 1 | 1.5 | 1.5 |  | 2.25
69.75
38.475
58.2033
Staircase 06
Treads | 1 | 24 | 1.5 | 0.3 |  | 10.8
Risers | 1 | 26 | 1.5 | 0.15 |  | 5.85
Landing | 1 | 1 | 1.5 | 1.5 |  | 2.25
Staircase 07
Treads | 1 | 18 | 1.5 | 0.3 |  | 8.1
Risers | 1 | 21 | 1.5 | 0.15 |  | 4.725
Landing | 1 | 2 | 1.5 | 1.5 |  | 4.5
18.9
10.575
6.75
Staircase 08
Treads | 1 | 96 | 1.5 | 0.3 |  | 43.2
Risers | 1 | 81 | 1.5 | 0.15 |  | 18.225
Landing | 1 | 5 | 10.386 |  |  | 51.93
| 1 | 5 | 5.32 |  |  | 26.6
Staircase 09
Treads | 1 | 64 | 1.5 | 0.3 |  | 28.8
Risers | 1 | 72 | 1.5 | 0.15 |  | 16.2
Landing | 1 | 4 | 6.201 |  |  | 24.804
| 1 | 4 | 5.0375 |  |  | 20.15
72
34.425
123.484
Plastering & Pointing Work
Waterproof Work
Flooring & Dadoing
School Block
Medical Room | 1 |  |  | 26.403
Visitors room | 1 |  |  | 19.052
Admin room | 1 |  |  | 34.202
LKG | 1 |  |  | 64.34
LKG-2 | 1 |  |  | 64.32
MKG | 1 |  |  | 47.62
Multipurpose lab | 1 |  |  | 47.59
Chemistry lab | 1 |  |  | 66.889
UKG | 1 |  |  | 47.495
Std1 | 1 |  |  | 46.467
Std2 | 1 |  |  | 47.75
Std3 | 1 |  |  | 46.38
Std4 | 1 |  |  | 47.69
Std5 | 1 |  |  | 47.84
Library | 1 |  |  | 106.069
Steps and below staircase | 1 |  |  | 14.47
Steps | 2 |  |  | 5.65 |  | 0.45
| 3 |  |  | 5.65 |  | 0.225
Staircase 01 | 1 |  |  | 22.251
FF
Staff room | 1 |  |  | 95.777
Staircase 04 | 1 |  |  | 11.853
Std 6 | 1 |  |  | 47.68
Std 6 | 1 |  |  | 48.25
Std 7 | 1 |  |  | 47.78
Maths Lab | 1 |  |  | 46.68
Bilogy lab | 1 |  |  | 66.62
Std 7 | 1 |  |  | 47.097
Std 8 | 1 |  |  | 45.61
Std 8 | 1 |  |  | 47.37
Std 9 | 1 |  |  | 45.91
Std 9 | 1 |  |  | 47.3
Std 10 | 1 |  |  | 47.62
Library Reading | 1 |  |  | 124.765
| 1 |  |  | 11.74
SF
Staff Room | 1 |  |  | 64.55
St10 | 1 |  |  | 47.53
Std11 | 1 |  |  | 47.8
Std11 | 1 |  |  | 47.58
Computer lab | 1 |  |  | 46.68
Physcs Lab | 1 |  |  | 66.74
Std 11 | 1 |  |  | 46.96
Std 12 | 1 |  |  | 46.66
Std 12 | 1 |  |  | 47.37
Std 12 | 1 |  |  | 47.33
Corridor Lether Finishtiles
GF
School Lobby | 1 |  |  | 101.287
Ramp | 1 |  |  | 12.135
Passage | 1 |  |  | 233.783
Ramp | 1 |  |  | 15.079
| 1 |  |  | 24.64
Admin Outside area | 1 |  |  | 7.081
LKG Outside | 1 |  |  | 5.399
| 1 |  |  | 5.45
Ukg Outside | 1 |  |  | 7.31
STD1& 2 outside | 1 |  |  | 14.49
STD3& 4 outside | 1 |  |  | 20.208
Std 5 Outside | 1 |  |  | 10.076
FF
Passage | 1 |  |  | 313.67
SF
Passage | 1 |  |  | 282.539
Area betn Std 12 | 1 |  |  | 100.484
WPC Tiles
FF
Staff Room terrcae | 1 |  |  | 16.48
SF
Staff Room terrcae | 1 |  |  | 23.86
Terrace | 1 |  |  | 125.86
DI
Flooring
Meeting room 12 seater | 1 |  |  | 32.904
Meeting room 6 seater 1 | 1 |  |  | 14.268
Meeting room 6 seater 2 | 1 |  |  | 14.16
Meeting room 6 seater 3 | 1 |  |  | 14.374
Meeting room 6 seater 4 | 1 |  |  | 14.268
Meeting room 12 seater | 1 |  |  | 32.904
Resource room | 1 |  |  | 310.916
Deduct Skylight | -1 |  |  | 20.797
FF
Training room 1 | 1 |  |  | 161.74
Training room 2 | 1 |  |  | 154.86
Leather Finish
DI lobby | 1 |  |  | 574.822
Dish Wash area | 1 |  |  | 60.91
Kitchen Area | 1 |  |  | 68.452
Store Room | 1 |  |  | 13.18
Ups room | 1 |  |  | 9.152
Front of UPS | 1 |  |  | 3.445
Steps | 2 |  |  | 1.705
| 3 |  |  | 1.705
Store Room | 1 |  |  | 10.131
FF
Leather Kota
Open area | 1 |  |  | 203.881
| 1 |  |  | 13.111
WPC Tile
FF Level | 1 |  |  | 220.364
Above dining | 1 |  |  | 135.377
Terrace | 1 |  |  | 667.944
| 1 |  |  | 123.726
Guest House
Ground Floor
Corridor | 1 |  |  | 112.75
Staircase 08 | 1 |  |  | 32.46
Store room | 1 |  |  | 19.63
Guest Room 1 | 1 |  |  | 21.09
Guest Room 2 | 1 |  |  | 21.1
Guest Room 3 | 1 |  |  | 21.1
Guest Room 4 | 1 |  |  | 21.1
Guest Room 5 | 1 |  |  | 21.1
Guest Room 6 | 1 |  |  | 21.09
Guest Room 7 | 1 |  |  | 21.1
Guest Room 8 | 1 |  |  | 21.1
Guest Room 9 | 1 |  |  | 19.92
Guest Room 10 | 1 |  |  | 19.92
Guest Room 11 | 1 |  |  | 19.88
FF
Corridor | 1 |  |  | 100.21
Guest room 1 | 1 |  |  | 21.09
Guest room 2 | 1 |  |  | 21.1
Guest room 3 | 1 |  |  | 21.1
Guest room 4 | 1 |  |  | 21.1
Guest room 5 | 1 |  |  | 21.1
Guest room 6 | 1 |  |  | 21.09
Guest room 7 | 1 |  |  | 21.1
Guest room 8 | 1 |  |  | 21.1
Guest room 9 | 1 |  |  | 20.76
Guest room 10 | 1 |  |  | 20.76
Guest room 11 | 1 |  |  | 20.78
Recreation room | 1 |  |  | 37.3
SF
Corridor+Staircase 8 & staircase 9 | 1 |  |  | 93.15
Guest room 1 | 1 |  |  | 21.09
Guest room 2 | 1 |  |  | 21.1
Guest room 3 | 1 |  |  | 21.1
Guest room 4 | 1 |  |  | 21.1
Guest room 5 | 1 |  |  | 21.1
Guest room 6 | 1 |  |  | 21.1
Guest room 7 | 1 |  |  | 21.1
Guest room 8 | 1 |  |  | 22.36
Guest room 9 | 1 |  |  | 22.39
Guest room 10 | 1 |  |  | 22.39
Guest room 11 | 1 |  |  | 22.41
Third floor
Corridor+Staircase 8 & staircase 9 | 1 |  |  | 87.93
Guest room 1 | 1 |  |  | 21.09
Guest room 2 | 1 |  |  | 21.1
Guest room 3 | 1 |  |  | 21.1
Guest room 4 | 1 |  |  | 21.1
Guest room 5 | 1 |  |  | 21.1
Guest room 6 | 1 |  |  | 21.1
Guest room 7 | 1 |  |  | 21.1
TERRACE Floor
Staircase 08 | 1 |  |  | 8.87
ToiletFlooring
Toilet | 7 |  |  | 3.88
Toilet | 4 |  |  | 4.23
Janitor room | 1 |  |  | 2.28
FF
Toilet | 7 |  |  | 3.88
Toilet | 4 |  |  | 3.774
SF | 7 |  |  | 3.88
| 4 |  |  | 3.634
TF
Toilet | 7 |  |  | 3.88
Terrace Tile WPC
SF Level
Recretion room | 1 |  |  | 72.87
Third floor Level | 1 |  |  | 162.11
Terrace Level | 1 |  |  | 287.63
Staircase Flooring
Cement Skirting
Toilet Flooring
Dadoing
Dadoing
GF
Accessible Toilet | 1 |  |  | 10.64 |  | 2.1 | 22.344
Deduct Door D203 | -1 |  |  | 1 |  | 2.1 | -2.1
Womens Toilet | 1 |  |  | 17.591 |  | 2.1 | 36.9411
Deduct D201 | -1 |  |  | 0.9 |  | 2.1 | -1.89
Deduct D205 | -3 |  |  | 0.75 |  | 2.1 | -4.725
Toilet 1 | 1 |  |  | 5.385 |  | 2.1 | 11.3085
Deduct D205 | -1 |  |  | 0.75 |  | 2.1 | -1.575
Toilet 2 | 1 |  |  | 5.4 |  | 2.1 | 11.34
Deduct D205 | -1 |  |  | 0.75 |  | 2.1 | -1.575
Toilet 3 | 1 |  |  | 5.377 |  | 2.1 | 11.2917
Deduct D205 | -1 |  |  | 0.75 |  | 2.1 | -1.575
Mens toilet | 1 |  |  | 20.5 |  | 2.1 | 43.05
Deduct D201 | -1 |  |  | 0.9 |  | 2.1 | -1.89
Deduct D205 | -2 |  |  | 0.75 |  | 2.1 | -3.15
Deduct W205 | -0.5 |  |  | 1.2 |  | 1.935 | -1.161
Toilet 1 | 1 |  |  | 5.404 |  | 2.1 | 11.3484
Deduct D205 | -1 |  |  | 0.75 |  | 2.1 | -1.575
Toilet 2 | 1 |  |  | 5.389 |  | 2.1 | 11.3169
Deduct D205 | -1 |  |  | 0.75 |  | 2.1 | -1.575
Janitor room | 1 |  |  | 5.24 |  | 2.1 | 11.004
Deduct D201 | -1 |  |  | 0.9 |  | 2.1 | -1.89
145.2636
FF
Accessible Toilet | 1 |  |  | 10.373 |  | 2.1 | 21.7833
Deduct Door D203 | -1 |  |  | 1 |  | 2.1 | -2.1
Womens Toilet | 1 |  |  | 12.273 |  | 2.1 | 25.7733
Deduct D201 | -1 |  |  | 0.9 |  | 2.1 | -1.89
Deduct D205 | -3 |  |  | 0.75 |  | 2.1 | -4.725
Toilet 1 | 1 |  |  | 5.385 |  | 2.1 | 11.3085
Deduct D205 | -1 |  |  | 0.75 |  | 2.1 | -1.575
Toilet 2 | 1 |  |  | 5.4 |  | 2.1 | 11.34
Deduct D205 | -1 |  |  | 0.75 |  | 2.1 | -1.575
Toilet 3 | 1 |  |  | 5.377 |  | 2.1 | 11.2917
Deduct D205 | -1 |  |  | 0.75 |  | 2.1 | -1.575
Mens toilet | 1 |  |  | 14.325 |  | 2.1 | 30.0825
Deduct D201 | -1 |  |  | 0.9 |  | 2.1 | -1.89
Deduct D205 | -2 |  |  | 0.75 |  | 2.1 | -3.15
Deduct W205 | -0.5 |  |  | 1.2 |  | 1.935 | -1.161
Toilet 1 | 1 |  |  | 5.747 |  | 2.1 | 12.0687
Deduct D205 | -1 |  |  | 0.75 |  | 2.1 | -1.575
Toilet 2 | 1 |  |  | 5.447 |  | 2.1 | 11.4387
Deduct D205 | -1 |  |  | 0.75 |  | 2.1 | -1.575
112.2957
Toilet
GF
Toilet | 7 |  | 2 | 8.889 |  | 2.1 | 261.3366
Deduct Door D302 | 7 |  | -0.5 | 0.75 |  | 2.1 | -5.5125
Deduct Ventilator W303 | 7 |  | -0.5 | 0.6 |  | 1.075 | -2.2575
Toilet | 4 |  | 2 | 8.688 |  | 2.1 | 145.9584
Deduct Door | 4 |  | -0.5 | 0.75 |  | 2.1 | -3.15
Deduct Ventilator | 4 |  | -0.5 | 0.6 |  | 1.075 | -1.29
Janitor room | 1 |  | 2 | 6.092 |  | 2.1 | 25.5864
Deduct Door | 1 |  | -0.5 | 0.75 |  | 2.1 | -0.7875
Deduct Ventilator | 1 |  | -0.5 | 0.6 |  | 1.075 | -0.3225
FF
Toilet | 7 |  | 2 | 8.889 |  | 2.1 | 261.3366
Deduct Door D302 | 7 |  | -0.5 | 0.75 |  | 2.1 | -5.5125
Deduct Ventilator W303 | 7 |  | -0.5 | 0.6 |  | 1.075 | -2.2575
Toilet | 4 |  | 2 | 8.078 |  | 2.1 | 135.7104
Deduct Door | 4 |  | -0.5 | 0.75 |  | 2.1 | -3.15
Deduct Ventilator | 4 |  | -0.5 | 0.6 |  | 1.075 | -1.29
SF
Toilet | 7 |  | 2 | 8.889 |  | 2.1 | 261.3366
Deduct Door D302 | 7 |  | -0.5 | 0.75 |  | 2.1 | -5.5125
Deduct Ventilator W303 | 7 |  | -0.5 | 0.6 |  | 1.075 | -2.2575
Toilet | 4 |  | 2 | 7.892 |  | 2.1 | 132.5856
Deduct Door | 4 |  | -0.5 | 0.75 |  | 2.1 | -3.15
Deduct Ventilator | 4 |  | -0.5 | 0.6 |  | 1.075 | -1.29
TF
Toilet | 7 |  | 2 | 8.889 |  | 2.1 | 261.3366
Deduct Door D302 | 7 |  | -0.5 | 0.75 |  | 2.1 | -5.5125
Deduct Ventilator W303 | 7 |  | -0.5 | 0.6 |  | 1.075 | -2.2575
School Block
Toilet W | 1 |  | 16.126 |  | 2.1 | 33.8646
Deduct D102 | -1 |  | 0.9 |  | 2.1 | -1.89
D103 | -6 |  | 0.75 |  | 2.1 | -9.45
WC | 1 |  | 4.704 |  | 2.1 | 9.8784
| 1 |  | 4.7 |  | 2.1 | 9.87
| 1 |  | 4.7 |  | 2.1 | 9.87
| 1 |  | 4.7 |  | 2.1 | 9.87
| 1 |  | 4.7 |  | 2.1 | 9.87
| 1 |  | 4.508 |  | 2.1 | 9.4668
| 1 |  | 4.516 |  | 2.1 | 9.4836
D103 | -6 |  | 0.75 |  | 2.1 | -9.45
Toilet (AT) | 1 |  | 9.395 |  | 2.1 | 19.7295
D111A | -1 |  | 1 |  | 2.1 | -2.1
Toilet M | 1 |  | 22.069 |  | 2.1 | 46.3449
Deduct D102 | -1 |  | 0.9 |  | 2.1 | -1.89
D103 | -4 |  | 0.75 |  | 2.1 | -6.3
WC | 1 |  | 4.704 |  | 2.1 | 9.8784
| 1 |  | 4.7 |  | 2.1 | 9.87
| 1 |  | 4.7 |  | 2.1 | 9.87
| 1 |  | 4.7 |  | 2.1 | 9.87
| 1 |  | 4.7 |  | 2.1 | 9.87
| 1 |  | 4.508 |  | 2.1 | 9.4668
| 1 |  | 4.516 |  | 2.1 | 9.4836
D103 | -4 |  | 0.75 |  | 2.1 | -6.3
Filling Sunken Area
School Block
GF
Visitors Room-150mm sunk | 1 |  | 18.94 |  | 0.1 | 1.894 | 0.15
| 1 |  | 2.189 |  | 0.1 | 0.2189 | 0.15
Toilet M-300mm sunk | 1 |  | 22.025 |  | 0.25 | 5.5062
Toilet M-300mm sunk | 1 |  | 16.53 |  | 0.25 | 4.1325
Toilet M-300mm sunk | 1 |  | 17.469 |  | 0.25 | 4.3673
FF
Toilet M-300mm sunk | 1 |  | 22.025 |  | 0.25 | 5.5062
Toilet M-300mm sunk | 1 |  | 16.53 |  | 0.25 | 4.1325
Toilet M-300mm sunk | 1 |  | 17.469 |  | 0.25 | 4.3673
30.1249
GH Block
Toilet -225mm
Toilet | 7 |  | 3.88 |  | 0.175 | 4.753
Toilet | 4 |  | 3.73 |  | 0.175 | 2.611
FF
Toilet | 7 |  | 3.88 |  | 0.175 | 4.753
Toilet | 4 |  | 4.05 |  | 0.175 | 2.835
SF | 7 |  | 3.88 |  | 0.175 | 4.753
| 4 |  | 4.05 |  | 0.175 | 2.835
22.54
DI
Sunk 300 | 1 |  | 16.6 |  | 0.25 | 4.15
| 1 |  | 14.72 |  | 0.25 | 3.68
| 1 |  | 3.77 |  | 0.25 | 0.9425
| 1 |  | 3.15 |  | 0.25 | 0.7875
| 1 |  | 12.51 |  | 0.25 | 3.1275
12.6875
Filling Sunken Area
School Block
GF
Visitors Room-150mm sunk | 1 |  | 18.94 |  |  | 18.94 | 0.15
| 1 |  | 2.189 |  |  | 2.189 | 0.15
Toilet M-300mm sunk | 1 |  | 22.025 |  |  | 22.025
Toilet M-300mm sunk | 1 |  | 16.53 |  |  | 16.53
Toilet M-300mm sunk | 1 |  | 17.469 |  |  | 17.469
FF
Toilet M-300mm sunk | 1 |  | 22.025 |  |  | 22.025
Toilet M-300mm sunk | 1 |  | 16.53 |  |  | 16.53
Toilet M-300mm sunk | 1 |  | 17.469 |  |  | 17.469
133.177
GH Block
Toilet -225mm
Toilet | 7 |  | 3.88 |  |  | 27.16
Toilet | 4 |  | 3.73 |  |  | 14.92
FF
Toilet | 7 |  | 3.88 |  |  | 27.16
Toilet | 4 |  | 4.05 |  |  | 16.2
SF | 7 |  | 3.88 |  |  | 27.16
| 4 |  | 4.05 |  |  | 16.2
128.8
DI
Sunk 300 | 1 |  | 16.6 |  |  | 16.6
| 1 |  | 14.72 |  |  | 14.72
| 1 |  | 3.77 |  |  | 3.77
| 1 |  | 3.15 |  |  | 3.15
| 1 |  | 12.51 |  |  | 12.51
50.75
Expansion Joint
School Block
SC | 1 |  | 7.13 |  |  | 7.13
| 1 |  | 4.56 |  |  | 4.56
| 1 |  | 10.143 |  |  | 10.143
21.833
DI-3 | 1 |  | 15.849 |  |  | 15.849
4 | 1 |  | 13.762 |  |  | 13.762
29.611
FF
SC | 1 |  | 5.48 |  |  | 5.48
DI-3 | 1 |  | 15.945 |  |  | 15.945
4 | 1 |  | 13.73 |  |  | 13.73
29.675
SF
SC | 1 |  | 5.48 |  |  | 5.48
DI-3 | 1 |  | 15.945 |  |  | 15.945
4 | 1 |  | 13.73 |  |  | 13.73
29.675
TF_SC
1 | 1 |  | 5.48 |  |  | 5.48

## Civil C2- Utility Buildings (hidden)
Azim Premji Foundation School, District Institute and Guesthouse Bill of Quantities - Utility Block - Civil Works Abstract |  |  |  | WSC:West gate Security Cabin |  |  | DWR :Driver Waiting Room | DWR :Driver Waiting Room |  |  |  |  | USP:UG Sump & Pump Room
SWD Storm water drain
|  |  |  | SSC:South Gate Security Cabin |  |  | EPR:Electrical Panel Room | EPR:Electrical Panel Room |  |  |  |  | BP:Bicycle parking |  | CP: car parking
S.No. | BoQ Code | Description | Unit | APFD | [9 empty] | Total Qty | Remarks | Rate | Amount | APF Comments | Biome comments
Quantity
|  |  |  | DWR | EPR | WSC | NSC | CT&PR | USP | STP | SWD | CP | BP
1 | EXE - 000 | EARTH WORK EXCAVATION
| 1.01 | Site Clearing: Cleaning and grubbing for removal of rank, vegetation, shrubs, trees, bushes, stumps, weeds, grass including roots, debris, unusable materials, removal of 300mm thick top soil using manual or mechanical method and disposal of the same by burning or any other means including dumping to approved areas within the project site, stacking usable materials at places shown with all leads and lifts, cost of all labour, hire and fuel charges for all tools and plants employed and all other incidental charges etc., all complete and as approved by Engineer in Charge. | SQM | 19.88 | 95.398 | 9.973 | 13.62 | 48.645 | [5 empty] | 187.516 |  | 73 | 13688.668
| 1.02 | Earthwork excavation in all types of soil for Footing, Raft, RC wall foundations, Lift pits, Trenches, etc. stacking the excavated earth & disposable material where ever indicated in site, excluding back filling but including filling depressions and loose pockets wherever necessary including watering, consolidating etc., complete. Rate to include disposing of excess earth within the site and spreading in layers to required levels, shoring, bailing out water, etc. complete. Contractor shall get acquainted with site conditions and soil report and submit method statement for dewatering and getting the surface reasonably dry for laying PCC. Note: Authorised working space shall be considered as per IS 1200(From the Basement Floor Level)all complete and as approved by Engineer in Charge
|  | Upto 1.5m depth | CUM | 14.094 | 41.454 | 14.907 | 12.798 | 32.04 | 150.4134 | 133.8008 | 44.22 | 56.644 | 63.36 | 563.7312 |  | 153 | 86250.8751
|  | From 1.5m to 3m | CUM | 12.15 | 40.59 | 14.475 | 12.15 | 29.88 | 138.8305 | 39.8088 | 23.584 |  |  | 311.4683 |  | 183 | 56998.6986
|  | From 3m to 5m depth | CUM | R/o |  |  |  |  | 104.0303 |  |  |  |  | 104.0303 |  | 220 | 22886.675
| 1.03 | Back filling in plinths, for sides of foundation, trenches, lift pits, area development else where as directed including breaking clods, watering and consolidating in 150mm thick layers, compacting each layer with vibratory compactor and at inaccessible places with wooden/steel rammers to achieve 98% proctor density at optimum moisture content, all leads and lifts, bailing/ pumping out water to keep site dry while backfilling cost shall include conveyance of all materials, labour, ,hire and fuel charges for tools and plants and other incidental charges etc, complete as per detailed specification. All complete and as approved by Engineer in Charge
| a | With Excavated earth available at site
| i | At Foundation Level | Cum | 20.5339 | 63.6334 | 23.9249 | 19.8349 | 49.6604 |  | 2.0385 |  |  |  | 179.626
| ii | Below Plinth | Cum
| b | With approved non expansive earth brought from outside.
| i | At Foundation Level | Cum
| ii | Below Plinth | Cum
| c | With approved sand bed. | Cum
0
| 1.04 | Supplying, diluting and injecting chemical emulsion for PRE-CONSTRUCTIONAL Anti-termite treatment and creating a continuous chemical barrier under and all-round the column pits, wall trenches, basement excavation, top surface of plinth filling, junction of wall and floor, along the external perimeter of building, expansion joints, over the top surface of consolidated earth on which apron is to be laid, surroundings of pipes and conduits etc. complete to required depths as per specifications (Plinth area of the building at ground floor only shall be measured for payment). Chlorpyriphos 20% Emulsifiable Concentrate injected with 1% concentration at all levels & heights. Note: Treatment Shall be considered below floor area . all complete and as approved by Engineer in Charge | SQM | 19.88 | 95.398 | 9.973 | 13.62 | 48.645 | [5 empty] | 187.516 |  | 110 | 20626.76
|  | SUB TOTAL- EARTH WORK EXCAVATION | [14 empty] | 200451.6767
2 | PCC - 000 | PLAIN CEMENT CONCRETE
| 2.01 | Providing and laying P.C.C 1:3:6 of specified thickness wherever specified using washed M sand, 40mm and downsize metal including sub grade preparation, levelling, compacting, all leads and lifts, rough finishing if required at the top surface with necessary curing and shuttering etc. all complete and as approved by Engineer in Charge at all levels. | [15 empty] | PCC ratio to be checked wrt drawing | Done
| a | below Footing/foundations | CUM | 1.134 | 2.706 | 0.965 | 0.918 | 2.352 | 8.1894 | 5.3513 | 3.1168 | 1.372 | 3.168 | 29.2725 |  | 3860 | 112991.6666
| b | below floor | CUM | 1.988 | 5.7666 | 0.9973 | 1.362 | 4.8645 | [5 empty] | 14.9784 |  | 3860 | 57816.624
| c | below Plinth Beam | CUM | 0.99856 | 1.5116 | 0.40088 | 0.4016 | 1.4795 | [5 empty] | 4.7922 |  | 3860 | 18497.7376
[14 empty] | 0 |  |  | 0
| 2.02 | Providing and laying damp proof course of thickness as shown in drawings with 1:3:6 cement concrete (1 Cement : 3 Coarse Sand : 6 graded stone Aggregate 12.5mm nominal size), including providing and mixing approved waterproofing compound in approved proportion per each bag of cement as recommended by the manufacturer, complete. | CUM | [10 empty] | 0 |  | 3914 | 0
| 2.03 | Providing and laying of Coping Concrete with plain cement concrete using 20mm down size graded aggregate,river-sand, with1:2:4 of Concrete of Avg 50mm thick to be laid on the exposed top surface of wall, levelling course, including nominal edge shuttering form work if necessary, compaction and curing, and plastering with CM 1:6 mixture, 19mm thick of specified width with approved smooth finish. Cost of labour, equipment and machinery/ fuel, scaffolding, loading and unloading, transportation, all leads and lifts and other incidental charges included etc. complete as directed.
Window sills/Parapet Walls /wherever Specified
| a | Width up to 200mm/ | Rmt | 0 | 0 | 12.825 | 12.248 | 33.727
| b | Width up to 300mm | Rmt
| c | Width of 450mm | Rmt
|  | SUB TOTAL-PLAIN CEMENT CONCRETE | [14 empty] | 189306.0282
3 | RCC - 000 | REINFORCED CEMENT CONCRETE
SITE MIX CONCRETE
| 3.01 | Providing and laying Batch mix Reinforced Cement Concrete (RCC) using cement, coarse washed river sand, granite, basalt or trap stone graded aggregate 20mm & down as per design & drawing including dewatering, preparing surface, machine batching, machine mixing, pouring in place, mechanical compaction, providing cement cover blocks, making construction joints, finishing, curing etc. complete as directed by the Engineer . The rate to include all labour, material, equipment, plant & machinery, conveyance, lowering, hoisting, wastages, joint finishing and all incidentals excluding formwork and reinforcement which shall be measured & paid for separately. all complete and as approved by Engineer in Charge. Note: cost to include: 1. All polishing/ buffing to achieve form finish as per architect's specification 2. Contractor must prepare a sample each of flat of size at least 1.2m x 1.8m for approval
Grade of concrete-M25
| a | Raft/Footing | CUM | 2.43 | 12.2692 | 2.955 | 2.43 | 8.0542 |  |  |  | 6.048 | 14.256 | 48.4425 |  | 5098.8075 | 246998.9803
| b | Columns at all levels | CUM | 2.8453 | 4.3943 | 2.2837 | 2.7405 | 3.5302 | [5 empty] | 15.794 |  | 5348.8075 | 84479.1185
| c | Plinth Beam | Cum | 2.1582 | 3.0772 | 0.90198 | 0.9036 | 3.3288 | [5 empty] | 10.3698 |  | 5198.8075 | 53910.5936
| d | Roof slab at all levels | CUM |  |  | 2.7556 | 2.803 | 7.7538 | [5 empty] | 13.3124 |  | 5198.8075 | 69208.3445
| e | Roof Beam at all levels | CUM | 1.612 |  | 0.92547 | 0.93312 | 3.5876 | [5 empty] | 7.0582 |  | 5198.8075 | 36694.1708
| f | Lintel,Chajja,Loft etc. | CUM | 0.093 | 0.234 | 0.33828 | 0.5118 | 0.2793 | [5 empty] | 1.4564 |  | 5348.8075 | 7789.8962
| g | Base Slab-UG Sump/STP/SWD | CUM | [5 empty] | 16.3788 | 10.3194 | 5.896 |  |  | 32.5942 |  | 4950 | 161341.1267
| h | Top Slab-UG Sump/STP/SWD | CUM | [5 empty] | 16.3788 | 2.9849 | 8.56 |  |  | 27.9236 |  | 6248.8075 | 174489.3874
| i | RC Wall -UG Sump/STP/SWD | CUM | [5 empty] | 41.4288 | 28.4676 | 5.896 |  |  | 75.7924 |  | 5198.8075 | 394030.3544
| j | Pedastal | CUM | 0.36 | 1.2285 |  |  |  | 4 | 3 |  | 4.55 |  | 13.1385 |  | 5348.8075 | 70275.3068
|  | SUB TOTAL-REINFORCED CEMENT CONCRETE | [14 empty] | 1299217.2792
4 | FRM - 000 | FORM WORK
| 4.01 | Providing, fabricating and erecting form work for all RCC works at places wherever needed / specified as per drawing including striking / deshuttering with steel / marine ply board with adjustable steel props to full height and with sufficient bracing etc. complete. Cost to include sealing the joints with heavy duty brown self adhesive tape, applying mould releasing agents (Rebol from Fosroc or equivalent) aligning to line and levels including M S pipes / wood runners, MS ties, MS Tie rods, PVC spacer etc; all complete and as approved by Engineer in Charge at all levels.
Formwork shall be designed for rigidity, durability, strength, water tightness, easy deshuttering etc. Formwork designed with proposed material (approved prior to making), shall be able to withstand its shape, line, dimensions, level within the allowable tolerances. Only MS jacks and acrow spans shall be used. Bracing in both directions as specified by the structural engineer shall be provided. Necessary arrangements for providing camber as required shall be made. Form work shall have adequate openings for cleaning. Formwork for construction joints shall be submitted for approval. All slabs shall be progressively deshuttered and back propped as per instructions by Site-in-charge, structural engineer etc.; We recommend use of tie rods @ 1200 / 1500 mm C/C for ALL BEAMS OF DEPTH 400 MM & ABOVE
| 4.01 | Do-do the same of above using new shuttering material of Film faced densified shuttering plate (FFDSP) marine plywood of 19 mm thick to achieve "form finished" concrete for Roof Beams bottom, lift walls and 12 mm thick for Roof slabs, Roof Beam sides, Columns, Staircase, Chajjas, OHT etc. all complete and as approved by Engineer in Charge.
| a | Columns at all levels | SQM | 56.9052 | 48.825 | 27.405 | 27.405 | 56.475 | [5 empty] | 217.0152 |  | 450 | 97656.84
| b | Plinth Beam | Sqm | 28.1492 | 37.6101 | 11.0242 | 11.0242 | 40.6857 | [5 empty] | 128.4934 |  | 450 | 57822.03
| c | Roof slab at all levels | SQM |  |  | 18.371 | 18.371 | 62.03 | [5 empty] | 98.772 |  | 450 | 44447.4
| d | Roof Beam at all levels | SQM | 19.1329 |  | 11.3113 | 11.3113 | 44.6233 | [5 empty] | 86.3788 |  | 450 | 38870.46
| e | Lintel, Chajja, Loft etc. | SQM | 1.705 | 3.9 | 5.138 | 8.53 | 4.655 | [5 empty] | 23.928 |  | 550 | 13160.4
| f | Base Slab-UG Sump/STP/SWD | SQM | [5 empty] | 8.9022 |  |  |  |  | 8.9022 |  | 350 | 3115.77
| g | Top Slab-UG Sump/STP/SWD | SQM | [5 empty] | 81.8939 | 14.9243 | 85.6 |  |  | 182.4181 |  | 600 | 109450.89
| h | RC Wall-UG Sump/STP/SWD | SQM | [5 empty] | 414.288 | 284.6765 | 29.48 |  |  | 728.4445 |  | 350 | 254955.575
| 4.02 | Do-do the same of above MS Sheets shuttering material of approved thickness for Columns (round, elliptical, rectangular etc.), Parapet walls, Basins and Miscellaneous works all complete and as approved by Engineer in Charge
| a | Raft/Footing/Base Slab | SQM | 7.65 | 24.885 | 8.4 | 8.4 | 18.8475 |  |  |  | 20.16 | 47.52 | 135.8625 |  | 400 | 54345
| b | Pedastal | SQM | 2.16 | [7 empty] | 36.4 |  | 38.56 |  | 320 | 12339.2
|  | SUB TOTAL- FORM WORK | [14 empty] | 686163.565
5 | RST-00 | REINFORCING STEEL
| 5.01 | Providing, Fabricating & Placing Reinforcement Steel of High Yield Strength Deformed (HYSD) bars of various diameters of grade Fe 550 conforming to IS codes & make Kamadhenu , Rathi or equivalent as per tech specs including straightening, cutting, bending, hooking, lapping and/or welding wherever required as directed, placing in position, tieing with 18G black annealed binding wire double fold, cost of binding wire and anchoring to the adjoining members wherever necessary, all laps and wastages etc. complete as per structural drawings. Rate also to include cost of all materials, cost of labour, cost of equipment and machinery, loading and unloading, transportation, all other incidental charges and work at all leads and lifts etc. all complete and as approved by Engineer in Charge.
Note: Unless noted otherwise the measurements will be in accordance with IS: 1200 or equivalent BS. However reinforcement shall be measured only in lengths of bars as actually placed in position on standard weight basis, no allowance being made in the weight for rolling margin. Authorized laps and splices only will be measured. Chairs of any shape & profile, spacer bar of any shape & profile, concrete cover blocks, wastages, binding wire etc., will not be measured and shall be included in the quoted rates. Quoted rate shall be deemed to have considered the above stipulation. All complete and as approved by Engineer in Charge
|  | At all levels and heights | MT | 1.1753 | 1.9457 | 0.99467 | 1.0492 | 2.4455 | 7.7283 | 4.6389 | 1.7917 | 3.5248 | 1.0692 | 26.3634 |  | 81434 | 2146874.1779
| 5.02 | Providing and fixing reinforcement steel up to 12mm dia and up to length 450 mm, including drilling of holes and fixing the rod using lockset compound as detailed in drawing and as directed. All complete and as approved by Engineer in Charge | NOS | [10 empty] | 0 |  |  | 0
| 5.03 | Providing and fixing reinforcement steel from 16mm dia to 20mm dia and maximum length up to 450 mm, including drilling of holes and fixing the rod using lockset compound as detailed in drawing and as directed. all complete and as approved by Engineer in Charge | NOS | [10 empty] | 0 |  |  | 0
|  | SUB TOTAL-REINFORCEMENT STEEL | [14 empty] | 2146874.1779
6 | SST - 000 | STRUCTURAL STEEL FABRICATION AND ERECTION
| 6.01 | Preparing shop drawings, obtaining consultants approval, supplying, fabricating, delivering at site, hoisting and fixing in position, including all temporary staging and supporting work and making all structural steel work in accordance with the design, drawing prepared by the consultant for trusses, purlins, girders, brackets, etc. with connections using plates, channels, Box sections and angles, gusset plate, foundation bolt, cleats, fasteners etc., steel conforming to IS 226 and IS 2062 with minimum yield strength of 250Mpa and up to 355Mpa.The rate of steel work shall include assembly, welding, jointing, building up new sections, cost of fasteners (nuts, bolts and washers) etc. The rate shall also include one coat zinc rich primer & two coat of Synthetic enamel paint of approved shade after properly cleaning the steel surface, necessary bolts & washers for fixing including grouting of bolts with 1:3 non shrink cement grout etc., complete all as per design, details, drawings, specifications etc. with all lead & lift for all materials & labour and as directed, at all heights & locations all complete and as approved by Engineer in Charge | MT | [8 empty] | 5.087 | 10 | 15.087 |  | 111975.5 | 1689377.7561
| 6.02 | Supplying and fixing 75MM/100MM expandable anchor bolts(HILTI/EQUIVALENT) in concrete or masonry including drilling, cleaning the holes, ramming the bolts in the holes in accordance with manufacturer's procedures, recommendations and specifications for fixing plates or other steel members to already cast concrete surfaces all complete as per drawing and as directed. All complete and as approved by Engineer in Charge
| a | 16mm dia bolts | NOS | [10 empty] | 0 |  | 0 | 0
| b | 20mm dia bolts | NOS | [10 empty] | 0 |  | 0 | 0
| 6.03 | Providing & fixing in postion 0.5mm standing seam GI roofing sheets fixed onto the existing MS sections with all accessories required for installation of roof. The cost also includes all flashings, capping etc needed on the metal roof, providing and fixing GI gutter bent to profile as shown in drawings with all works conforming to IS 2527 with stays as required connected to rainwater downtake pipes at every column as shown in the drawing and as directed by Engineer in charge. | Sqm |  | 75.7 | [6 empty] | 234.6917 | 411.48 | 721.8717 |  | 5200 | 3753732.7256 | Check the guage indicated in the specs | Done
| 6.04 | Providing and fixing of MS safety grill for windows with 25mmX5mm MS flat frame and verticals with horizontal 12mm MS bright rods @ 100mm c/c as per design. Frame to be fixed with 4 nos of 150 mm long MS hold fasts welded to the MS frame and the same to be embedded in 1:3:6 pcc. (Approximate 13.8Kg/Sqmt) | Kgs | 95.634 | 298.5106 |  | 120.0793 | 61.8654 |  |  |  | 0 | 0
| 6.05 | Providing and fixing of chain link fencing from the top of the compound wall consisting of vertical posts of 2 no's of 50 x 50 x 3 mm M.S angles welded to make a box, fixed at up to 2.0 m intervals, with 8 gauge 50 x50 mm opening G.I chain link mesh fixed in 40 x 40 x 3 mm M.S angle frame with a central 40x3mm MS flat, and connected to the vertical posts by 4 nos. 40x40x3 MS rectangular hollow section, including the cost of all materials, machinery, labour, cleaning, applying two coats of enamel paint over one coat of rust proof primer and surface should be thoroughly cleaned and dried before painting (Having VOC (Volatile Organic Compound) content less than 150 grams/litre), loading and unloading, transportation, all leads and lifts and other incidental charges included, etc. complete as directed. (Approximate 16.8Kg/Sqmt) | Sqm | 25.3134
|  | SUB TOTAL-STRUCTURAL STEEL | [14 empty] | 5443110.4817
7 | MSR-000 | MASONRY
| 7.01 | Providing and constructing Porotherm block for non Load bearing masonry walls of specified thickness in CM 1:6. at all levels in walls, piers, and architectural features using approved Porotherm block of strength (required minimum strength of blocks to be 3.5N/Sq. mm) including the cost of all materials, Porotherm VP blocks of matching thickness at corners and sides of wall openings (refer drawings) labour, transportation, cost of equipment and machinery, loading and unloading, all other incidental charges at all lead and lift, etc., complete as directed. (Block test report to be presented to architect and client before starting the walls at the site. Test to be done at contractor's cost, Blocks to be rejected if noticed broken, chipped, or damaged while stacking or transportation time
| a | 400X200X200mm Porotherm HP200 | Sqm | 49.2396 | 70.6161 | 13.1988 | 13.4712 | 87.1931 | [5 empty] | 233.7188 |  | 2292.732 | 535854.5626
| b | 400X100X200mm Porotherm HP100 with RCC stiffners (100mm wide and 100mm thick) M7.5 grade (1:4:8) concrete to be provided at every 1000mm height with 4 numbers of 8 mm Tor steel for the full length of the wall | Sqm | 18.1505 | [9 empty] | 18.1505 |  | 1869.812 | 33937.9853
| 7.02 | SolidBlock masonry for steps of required size.
|  | Providing and construction of masonry steps wherever specified, using cement mortar 1:6 including cost of all materials, cost of labour, cost of equipment and machinery, loading and unloading, transportation, all other incidental charges at all leads and lifts etc. complete as directed. | Cum | 1.9061 | 3.3411 | 0.68607 | 0.89775 | 1.6859 |  | 5.6326 | 0 | 1.1566
|  | SUB TOTAL-MASONRY | [14 empty] | 569792.5479
8 | JNR - 000 | JOINERIES
| 8.01 | Providing and fixing of Polyester Powder coated galvanized steel door with Frame. Hollow metal doors as per IS 4351 & IS 16074 made of pressed galvanized steel confirming to IS 277. Frame: Door frame shall be a single rebate grooved profile of size 100 x 58 mm made out of a minimum 1.2 mm (18 gauge) thick galvanized steel sheet. Frames shall be mitered and field assembled with self-tabs. Frames to have a build grooved sealing system and shall be site fitted with PVC seal as standard. All provisions should be mortised, drilled, and tapped for receiving appropriate hardware. Frames should be provided with back plate brackets and anchor fasteners for installation on a finished plastered masonry wall opening. Frames shall be filled with non-fire-rated puff and the gaps shall be filled with backer rod & silicon sealant.
Shutter: Door leaf shall be 46 mm thick fully flush double skin door, with or without vision lite. The door leaf shall be manufactured from a minimum 0.8 mm (22 gauge) thick galvanized steel sheet. The internal construction of the door should be rigid reinforcement pads for receiving appropriate hardware. The infill material shall be a resin-bonded honeycomb core. All doors shall be factory prepped for receiving appropriate hardware and provided with necessary reinforcement for hinges, locks, and door closers. The edges should be interlocked with a bending radius of 1.4 mm. For pair of doors integrated astragals has to be provided on the meeting stile for both active and inactive leaf. Vision lite wherever applicable should be provided as per the manufacturer's recommendation with a clip-on arrangement.
|  | POWDER COATED GALVANIZED IRON FRAME WITH | SQM | 3.15 |  | 1.89 | 1.89 | 5.67 | [5 empty] | 12.6 |  | 9631 | 121350.6
GALVANIZED IRON SHUTTER
| 8.02 | Same as Item No 8.01 Providing and fixing of fire rated glass 6mm clear borosilicate of 120min/60min rating of the door. The glass shall remain clear for the entire duration of fire. The size of the glass: 350mm x 750mm
Rate shall include supply and installation of frame,shutter and hardware as a complete assembly as mentioned in the door and hardware schedule. HARWARES: 1) Ball bearing hinges size 100 x 75 x 3mm, SSS - Hormann 2) Fire rated Single point surface panic latch, as per EN1125, Silver finish - Hormann 3) External lever handle,with half cylinder, Silver Finish - Hormann 4) Door Closer HDC03 EN 3 with Standard Arm Silver - Hormann 5)Concealed Flush Bolt L=300mm - Hormann 6)Mortise shaft lock, 57 BS, SSS finish - Hormann 7)Flush pull handle, 120mm x 40mm, sss - Hormann
|  | 2HR Fire rated Door | Sqm |  | 2.1 |  |  | 3.15 |  |  |  | R/o | R/o | 5.25 |  | 8615 | 45228.75
| 8.03 | Providing and fixing in position Polyester Powder coated (PPC finish) aluminum glazing in single or composite sections, with sliding, hinged or top hung glazed shutters with 6mm thick tempered glass infill (with mesh provision if indicated in DW schedule) all made in 12 gauge aluminum sections The min. sectional wt. of aluminum window/ door frame to be 1.448 kg/m and that of shutter to be 0.66 kg/m All windows to be protected during execution. The window frames to be anchored to the walls with anchor fasteners and sealing around gaps with silicon sealant and all incidental work complete and as directed. Typical shop drawing for each type of window/ door to be submitted for approval. Works to include supplying & fixing of all door hardwares such as Door Handle, Door Stopper Half round, Lock, Hinges, Door Closer, Occupancy indicator, Grab bar, etc (hardware make: EPDM gaskets from Avigiri or eq., handles/ rollers/ locks from Kinlong, Geze, Hafele or eq.) all as listed in the door/window schedule, all complete and as approved by Engineer in Charge. All work must conform to IS: 733 and IS:1285 Jindal sections domal series : code as per drawings.
` |  | ALUMINIUM WINDOWS | [14 empty] | 0
| a | Powder coated Al.2 Panel Sliding with insect Mesh | Sqm |  |  | 1.668 | 5.004 | 4.056 | [5 empty] | 10.728
` | b | Powder Coated aluminium fixed Glass | SQM |  |  | 5.4912 | 3.6974 | 0 | [5 empty] | 9.1886 |  | 7532 | 69208.5352
` | c | Powder Coated aluminium Window | SQM |  |  | 2.502 | [7 empty] | 2.502 |  | 7532 | 18845.064
| d | Providing & Fixing of Jindal/equivalent make Aluminium Louvers with Powder Coated and fixing of Aluminium Rectangular Pipe etc all accessories complete fitting with SS mosquito mesh inside. | Sqm | 0.654 | 1.6 | [8 empty] | 2.254
| e | POWDER COATED ALUMINIUM TOP HUNG WINDOW | Sqm | 0 | 0 |  |  | 0.427 | [5 empty] | 0.427
|  | SUB TOTAL-JOINERIES | [14 empty] | 254632.9492
9 | PLS - 000 | PLASTERING / POINTING
Note: All plastering shall be included GI plaster mesh of ARPITHA OR EQUIVALENT MAKE for joints & electrical Conduiting area, packing of electrical, plumbing etc...,pipes, hacking of Rack surface, scaffolding, lifting etc., all complete and as approved by Engineer in Charge
| 9.01 | Providing Cement plastering to masonry work, RCC work wherever required with CM 1:4, 15mm thick average with approved smooth finish including providing and removing scaffolding, scraping and cleaning the surface, curing, cost of all materials, cost of labour, cost of equipment and machinery, all lead and lift, loading and unloading, transportation and all other incidental charges etc., complete as directed. | SQM | 10.7876 | 0 | 0 |  | 8.3305 | 0 |  |  |  | 0 | 19.1181 |  | 429.6277 | 8213.6706
| 9.02 | Providing pointing to the masonry using 1:1 Cement mortar after racking of the joints to a depth of 25mm and nicely lining curing etc… complete. including providing and removing scaffolding, scraping and cleaning the surface, curing, cost of all materials, cost of labour, cost of equipment and machinery, all lead and lift, loading and unloading, transportation and all other incidental charges etc., complete as directed. | Sqm | 134.7802 | 141.2321 | 43.8648 | 39.2018 | 176.5211 | 0 |  |  |  | 0 | 535.6 |  | 120 | 64271.9942
| 9.03 | Providing Beading Plastering in CM 1:4, 20mm thick and width up to 300mm with smooth finishing according to specification etc., complete. including providing and removing scaffolding, scraping and cleaning the surface, curing, cost of all materials, cost of labour, cost of equipment and machinery, all lead and lift, loading and unloading, transportation and all other incidental charges etc., complete as directed. | Sqm
|  | SUB TOTAL-PLASTERING / POINTING | [14 empty] | 72485.6648
10 | WTP - 000 | WATERPROOFING
TOILETS
| 10.01 | Providing waterproofing for the Toilets by chemical method as follows:Brushing,cleaning & hacking the surface area to provide Brush bond/ equivalent in 2 layers one after the other with 1mm tk as per manufacturers' specification. The cost to include 2coats of waterproofing plaster done with 12mm agg fixing in CM1:4 using river sand with waterproofing admixture mixing with rough finished to required slope with an avg tk of 40mm with a minimum guarantee period of 10yINRNote:Plan area shall be the mode of measurement but only lift pit shall be measured & paid on surface area(Sunken side wall to be considered at 450mm high) all complete and as approved by Engineer in Charge | SQM | R/o | [9 empty] | 0 |  | 850 | 0
TERRACE
| 10.02 | Providing waterproofing for Terrace as per the specifications listed below with a minimum guarantee period of 10yINR
| a | Providing and laying integral cement based weather proofing course including preparation of surface as required for treatment of roofs, balconies, terraces, etc. Work consisting of a) applying a slurry coat of neat cement admixed with water proofing compound over the RCC slab including adjoining walls upto 300 mm height. b) Laying average of 50 to 150mm thick screed concrete of 1:2:4 using 12mm and down size aggregate to required slope as per design and drawings and treating similarly the adjoining walls upto 300 mm height including rounding of junctions of walls and slabs. c) After curing, applying a second coat of cement slurry using cement admixed with water proofing compound conforming to ISI, d) Finishing the surface with 12mm thick jointless cement mortar of mix 1:4 admixed with water proofing compound conforming to ISI and finally finishing the surface with trowel with neat cement slurry and making pattern of 300mm x 300mm square 3 mm deep. e) The whole terrace so finished shall be flooded with water for a minimum period of two weeks for curing and for final test. Including material, curing, scraping/ cleaning of surfaces before/ after the work, cost of labour, cost of equipment and machinery/ fuel, scaffolding, loading and unloading, transportation, all leads and lifts and other incidental charges included etc. complete as directed. | SQM |  |  | 18.371 | 34.5751 | 38.53 | [5 empty] | 91.4761 |  | 1050 | 96049.905
| 10.03a | Providing waterproof plastering in 2 layers in CM1:4 using river sand of tk 50mm for floor,25mm for walls till top slab with waterproof admixture as per Manufacturer's specification approved by consultants with a minimum guarantee period of 10years all complete and as approved by Engineer in Charge | Sqm | R/o | R/o | R/o | R/o | R/o | 505.0841 | 175.462 | R/o |  |  | 680.5461 |  | 900 | 612491.5125
| 10.03b | Final epoxy finish For WTP/ STP on top of protective screed and plaster: Supplying and applying of two coats of food grade CFTRI certified epoxy coating, Dr. Fixit Dampguard having adhesion to concrete > 2.5MPa (as per ASTM D 4541) and applied with a total consumption of 300 grams per Sqm in two coats (150gms /Sqm/coat). Mode of measurement will be actual area treated. All details as per manufactures specification M/s. Pedilite, M/s. Fosroc, MYK, BASF | Sqm | [5 empty] | 102 | 75
|  | SUB TOTAL-WATERPROOFING | [14 empty] | 0
11 | FLR - 000 | FLOORING & DADOING/CLADDING
Note: All flooring item shall be inclusive of providing & removing POP protection with polythene sheet, Acid wash etc., complete and use of 3 mm spacer with Polymer grout in the joints of approved make as per Manufacturers specifications. Flooring thickness at all level shall be 50 mm thickness over bare RCC / PCC slab
| 11.01 | Providing and laying double cut polished Kota stone tiles cut from 600mm x 600mm x 25mm thick stone slabs (with adjacent edges at 90 degree) flooring cut to size (if required as specified in the drawing). It shall be fixed with cement mortar of 1:4 of thickness upto 25mm and cement slurry to obtain 50 mm (average) thickness (Stone+Mortar). The job shall include polymer grouting joint with pigment to match the stone finish, neatly finished to the approval of the Engineer in charge. Cost to also include labour, materials, wastages, curing, cleaning, cutting, lead, lifts, protection till handover, etc. The job shall be completed in all aspects as shown in the drawing, specifications, polishing, nosing, finishing as specified, all other necessary related works, and as directed by the Engineer in charge. | SQM | 12.3 | 49.973 | 7.647 | 7.446 | 13.252 | [5 empty] | 90.618 |  | 1415.2576 | 128247.815
| 11.02 | Providing and laying leather/brushed finish Kota stone tiles cut from 600mm x 600mm x 25mm thick stone slabs (with adjacent edges at 90 degree) flooring cut to size (if required as specified in the drawing). It shall be fixed with cement mortar of 1:4 of thickness upto 25mm and cement slurry to obtain 50 mm (average) thickness (Stone+Mortar). The job shall include polymer grouting joint with pigment to match the stone finish, neatly finished to the approval of the Engineer in charge. Cost to also include labour, materials, wastages, curing, cleaning, cutting, lead, lifts, protection till handover, etc. The job shall be completed in all aspects as shown in the drawing, specifications, polishing, nosing, finishing as specified, all other necessary related works, and as directed by the Engineer in charge. | SQM |  |  |  |  | 2.65 | [5 empty] | 2.65 |  | 1155.307 | 3061.5636
| 11.03 | Providing and Fixing of 20mm thick prepolished Kota stone for Skirting of specified sizes in true line and level in Cement Mortar 1:4. The joints shall be pointed with the matching cement based polymer grout as recommended by Laticrete/ Bal Endura/ Aquamix and colour pigmented. Quoted rate shall include material, labour, filling the joints with joint filling materials with matching pigment, chamfering, making grooves, pointing, edge polishing , all lead anf lifts etc., wherever required, scaffolding, curing etc. complete as per drawing. Skirting 100mm high | Rmt | 15.539 | 35.846 | 10.41 | 11.538 | 39.847 | [5 empty] | 113.18
| 11.04 | Do-do the same of 11.01 but for Staircase with 3mm chamfering & polishing etc., all complete and as approved by Engineer in Charge The rate to include the cost of anti skid grooves 3 numbers in all treads. | SQM | 0.945 | 3.105 | 2.117 | 2.7847 | 2.52 | [5 empty] | 11.4717 |  | 1298.281 | 14893.4898
| 11.05 | Providing and laying cement flooring, colour and type of surface as below. Under layer of 35mm thick m-15 cement concrete using 20mm and down size aggregate, top layer of 15mm thick plaster with 1:3 cement mortar mixing with cement hardener and finished with a coat of cement slurry and pigment colour as below, complete with tamping, curing, thread lining, finishing, machine polish and waxing as directed. Including material, curing, polish, cleaning of surfaces after the work, waxing, cost of labour, cost of equipment and machinery/ fuel, scaffolding, loading and unloading, transportation, all leads and lifts and other incidental charges included etc. complete as directed. | SQM | 0.889 | 32.37 |  |  | 17.976 | [5 empty] | 51.235 |  | 350 | 17932.25
Polished grey Cement Flooring: Do-do the same of above,but with trowel finish
| 11.06 | Providing and laying ceramic antiskid tile flooring with spacer joint of size 300mm x 300mm x 10 mm thick. It shall be fixed with cement mortar of 1:4 of thickness upto 50mm and cement slurry. The job shall include, 3mm spacer, epoxy grouting with pigment to match colour specified by architect, neatly finished to the approval of the Engineer in charge. Cost to also include labour, materials, wastages, curing, cleaning, cutting, lead, lifts, protection till handover, etc. The job shall be completed in all aspects as shown in the drawing, specifications, finishing as specified, all other necessary related works, and as directed by the Engineer in charge. White Creamic tile; | SQM | 4.64 |  |  |  | 5.819 | [5 empty] | 10.459 |  | 1506.96 | 15761.2946
| 11.07 | Providing and laying of ceramic tiles for dadoing of make, size, color and quality Fixed over a bed of cement mortar 1:4 suitably roughened of average thickness of 12mm, cement slurry using white cement mixed with pigments to match the colour of the tiles if necessary and spacing/ grouting as per design and drawings. Including material, curing, grouting, acid wash, cleaning of surfaces after the work, cost of labour, cost of equipment and machinery/ fuel, scaffolding, loading and unloading, transportation, all leads and lifts and other incidental charges included.The rate shall include Providing waterproof rough plaster 12mm with cement mortar 1:6 and by adding waterproofing chemical as approved by Engineer In charge , on RCC/ masonry surface at all levels, to required level, line and plumb at all levels including all leads and lifts with necessary scaffolding, curing, etc., complete | SQM | 28.9443 |  |  |  | 21.4144 | [5 empty] | 50.3587 |  | 1561 | 78609.9307
| 11.08 | Providing and laying cement skirting of 100mm height and 12mm thick, colour and type of surface as below. Under layer of 15mm thick plaster with 1:3 cement mortar mixing with cement hardener and finished with a coat of cement slurry and pigment colour as below complete with curing, finishing, machine polish and waxing as directed. Including material, curing, polish, cleaning of surfaces after the work, waxing, cost of labour, cost of equipment and machinery/ fuel, scaffolding, loading and unloading, transportation, all leads and lifts and other incidental charges included. | Rmt | R/o | 22.972 | R/o | R/o | R/o | [7 empty] | 100 | 11318
Cement Skirting;trowel finish
|  | SUB TOTAL-FLOORING & DADOING/CLADDING | [14 empty] | 269824.3438
12 | PNT - 000 | PAINTING
| 12.01 | Providing & painting two or more coats of Acrylic Emulsion premium paint of approved colour & shade to internal surfaces over one coat of primer including necessary centering, scaffolding, cleaning of paint stains where ever necessary including curing etc, complete with all lead & lift as directed by the engineer incharge.at all levels(Sequence of work shall be Sanding of existing wall/ceiling + 1st primer + 1st coat readymade acrylic putty+ 2nd coat of readymade acrylic putty + 2nd coat primer + two or more coat of approved shade acrylic emulsion paint) all complete and as approved by Engineer in Charge. | SQM | 10.7876 | 0 | 0 |  | 8.3305 | 0 |  |  |  | 0 | 19.1181 |  | 325 | 6213.3869
12.02
| 12.03 | Providing and applying of two Coat non-glossy silicon paint of Wacker make or equivalent for the external wall surface after cleaning and removing the dirt from the wall surface and applying two coat of Silicon paint over it etc., complete. The rate Including all necessary scaffolding, cost of all materials, cost of labour, cost of equipments and machinery, loading and unloading, transportation and all other incidental charges with lead and lifts etc., complete as directed. | SQM | 55.3498 | 141.2321 | 34.0002 | 34.5751 | 94.8327 | 0 |  |  |  | 0 | 359.9899 |  | 87 | 31319.1183
|  | SUB TOTAL-PAINTING | [14 empty] | 37532.5052
13 | MSL - 00 | MISCELLANEOUS
| 13.01 | Drilling with core cutting machine in RCC beams,slabs,floors etc., for laying pipes and rendering the same in RCC 1:2:4 in river sand finishing the same to the satisfaction of the owner or his authorized representative etc. Including nominal reinforcement wherever required,complete,at all levels The quote shall also include for providing EPOXY based water proofing compound for sealing the joints around the pipes up to 250mm max depth at all heights & levels all complete and as approved by Engineer in Charge
| a. | Up to 32mm dia. | NOS | R/o | R/o | R/o | R/o | R/o | R/o | R/o | R/o |  |  | 0 |  | 0 | 0
| b. | Above 32mm dia and up to 100mm dia. | NOS | R/o | R/o | R/o | R/o | R/o | R/o | R/o | R/o |  |  | 0 |  | 0 | 0
| c. | Above 100mm dia. and up to 200mm dia. | NOS | R/o | R/o | R/o | R/o | R/o | R/o | R/o | R/o |  |  | 0 |  | 0 | 0
| 13.02 | Providing and Fixing 300mm long x 110mm dia PVC pipe of 4ksc sleeve with necessary end caps etc. all complete and as approved by Engineer in Charge
| a. | For AC units | NOS | R/o | R/o | R/o | R/o | R/o | R/o | R/o | R/o |  |  | 0 |  |  | 0
| 13.03 | Providing and fixing 60 X 60 cms (24" X 24") self pigmented type double seal (air & water tight) FRP manhole cover and frame (Medium Duty) with closed bottom (not thru & thru) lifting key holes & load tested as per IS:1726 & BS EN:124. | Nos | [5 empty] | 4 | 4
| 13.04 | Providing and fixing in position the PVC coated rungs (steps) of size 300x150mm for Sumps, STP and OHT Tank including placing 150mm inside concrete (while doing form work), aligning during concreting, grouting the junction if required, cleaning etc., | [6 empty] | 6 | 6
|  | SUB TOTAL-MISCELLANEOUS | [14 empty] | 0

## C3-External works (hidden)
|  | ESTIMATE – ITEM SHEET | [5 empty] | DATE: 10-09-2024
PROJECT : AZIM PREMJI FOUNDATION FIELD SCHOOL, KHARGONE SUBJECT: EXTERNAL CIVIL WORKS
ESTIMATE # : 01
|  | ARCHITECTS : BIOME ENVIRONMENTAL SOLUTIONS | [5 empty] | Revision : R0
Sl.No. | Item No. | Description of work | Unit | Rate | Compound wall |  | Paving and internal fencing | Remarks | APF Remarks | Biome Remarks
[5 empty] | Quantity | Amount | Quantity
1 | EXV-000 | EARTH WORK EXCAVATION
| 1.01 | Earthwork excavation in all types of soil for Footing, Raft, RC wall foundations, Lift pits, Trenches, etc. stacking the excavated earth & disposable material where ever indicated in site, excluding back filling but including filling depressions and loose pockets wherever necessary including watering, consolidating etc., complete. Rate to include disposing of excess earth within the site and spreading in layers to required levels, shoring, bailing out water, etc. complete. Contractor shall get acquainted with site conditions and soil report and submit method statement for dewatering and getting the surface reasonably dry for laying PCC. (Note: Authorised working space shall not be considered only size of the footing will be considered for measurement) all complete and as approved by Engineer in Charge
Retaining wall / Foundation
| a | Up to 1.5m depth | Cum | 153 | 749 | 114597 | 3306.6367
| 1.02 | Back filling in plinths, for sides of foundation, trenches, lift pits, area development else where as directed including breaking clods, watering and consolidating in 150mm thick layers, compacting each layer with vibratory compactor and at inaccessible places with wooden/steel rammers to achieve 98% proctor density at optimum moisture content, all leads and lifts, bailing/ pumping out water to keep site dry while backfilling cost shall include conveyance of all materials, labour, ,hire and fuel charges for tools and plants and other incidental charges etc, complete as per detailed specification. All complete and as approved by Engineer in Charge
| a | With excavated earth available at site | Cum | 176 | 599
| b | With approved quality earth brought from outside | Cum | 380 | R/o
|  | Sub total – Earth work excavation |  |  |  | 114597
2 | PCC-000 | Plain cement concrete
| 2.01 | Providing and laying P.C.C 1:3:6 of specified thickness wherever specified using washed river sand, 20mm and downsize metal including sub grade preparation, levelling, compacting, all leads and lifts, rough finishing if required at the top surface with necessary curing and shuttering etc. all complete and as approved by Engineer in Charge at all levels.
below footing/Foundations/Plinth beams
| a | For Foundations | Cum | 3914 | 27 | 105678 | 13.3271
| 2.02 | Providing and laying of Coping Concrete with plain cement concrete using 20mm down size graded aggregate, M-sand, with 1:3:6 of Concrete of upto 50mm thick to be laid on the exposed top surface of wall, levelling course, including nominal edge shuttering form work if necessary, compaction and curing, cost of labour, equipment and machinery/ fuel, scaffolding, loading and unloading, transportation, all leads and lifts and other incidental charges included etc. complete as directed.
|  | PCC 1:3:6 .Compound wall coping Width up to 300mm | Rmt | 110 | 715 | 78650
| 2.03 | Providing and laying of cement concrete grade of specified below using 20mm and down size aggregate for items of work specified below. Work includes compaction/ vibration, tamping, cost of labour, cost of equipment and machinery/ fuel, scaffolding, loading and unloading, transportation, all leads and lifts and other incidental charges included etc. complete as directed.
M15 grade of 1:2:4 mix
|  | Concrete pockets of (200 x 200 x 300)mm in the compound wall to fix the fence post | Cum | 6460 | 1 | 6460
|  | Sub total – Plain cement concrete |  |  |  | 190788
3 | RCC-000 | REINFORCED CEMENT CONCRETE
SITE MIX CONCRETE
| 3.01 | Providing and laying Batch mix Reinforced Cement Concrete (RCC) using cement, coarse washed river sand, granite, basalt or trap stone graded aggregate 20mm & down as per design & drawing including dewatering, preparing surface, machine batching, machine mixing, pouring in place, mechanical compaction, providing cement cover blocks, making construction joints, finishing, curing etc. complete as directed by the Engineer . The rate to include all labour, material, equipment, plant & machinery, conveyance, lowering, hoisting, wastages, joint finishing and all incidentals excluding formwork and reinforcement which shall be measured & paid for separately. all complete and as approved by Engineer in Charge. Note: cost to include: 1. All polishing/ buffing to achieve form finish as per architect's specification 2. Contractor must prepare a sample each of flat of size at least 1.2m x 1.8m for approval
M25 grade of mix 1:1:2
| a | Footings
|  |  | Cum | 5348.81 | 71 | 379765.51
| b | Columns
|  |  | Cum | 5348.81 | 28 | 149766.68
| c | Retaining wall | Cum | 5348.81 | 34 | 181859.54 | 65.8882
| d | Plinth beams | Cum | 5348.81 | 50 | 267440.5
| e | Pedastal | Cum |  |  |  | 6.435
|  | Sub total – RCC works |  |  |  | 978832.23
4 | RCC-001 | FORM WORK
| 4.01 | Providing and erecting MS Sheet form work at all levels, places and profiles wherever needed/ specified as per drawings including shuttering with smooth finished MS plates with adjustable steel/wood props and with sufficient bracing. Cost to include designing of proper form work to suit the requirements, sealing the joints with heavy duty brown self adhesive tape, aligning to line and levels including MS Ties, cement spacer, providing openings/ cutouts/ pockets and applying deshuttering oil as approved by the consultant. Complete at all levels, Work includes cost of labour, equipment and machinery/ fuel, scaffolding, loading and unloading, transportation, all leads and lifts and other incidental charges included etc. complete as directed.
| a | Footing/Column Pedestal/Plinth | Sqm | 330 | 1440 | 475200
| b | Concrete pockets of (200 x 200 x 300)mm in the compound wall to fix the fence post | Sqm | 330 | 3 | 990
| c | Retaining wall | Sqm |  | 340 |  | 323.3375
| d | Pedestal |  |  |  |  | 85.8
|  | Sub total – Formwork |  |  |  | 476190
5 | RCC-002 | REINFORCING STEEL
| 5.01 | Providing, Fabricating & Placing Reinforcement Steel of High Yield Strength Deformed (HYSD) bars of various diameters of grade Fe 550 conforming to IS codes & make Kamadhenu , Rathi or equivalent as per tech specs including straightening, cutting, bending, hooking, lapping and/or welding wherever required as directed, placing in position, tying with 18G black annealed binding wire double fold, cost of binding wire and anchoring to the adjoining members wherever necessary, all laps and wastages etc. complete as per structural drawings. Rate also to include cost of all materials, cost of labour, cost of equipment and machinery, loading and unloading, transportation, all other incidental charges and work at all leads and lifts etc. all complete and as approved by Engineer in Charge.
Note: Unless noted otherwise the measurements will be in accordance with IS: 1200 or equivalent BS. However reinforcement shall be measured only in lengths of bars as actually placed in position on standard weight basis, no allowance being made in the weight for rolling margin. Authorized laps and splices only will be measured. Chairs of any shape & profile, spacer bar of any shape & profile, concrete cover blocks, wastages, binding wire etc., will not be measured and shall be included in the quoted rates. Quoted rate shall be deemed to have considered the above stipulation. All complete and as approved by Engineer in Charge
|  | At all levels and heights | MT | 81434 | 15 | 1221510
|  | Sub total – Reinforcement Steel |  |  |  | 1221510
6 | FAB-000 | FABRICATION WORKS
| 6.01 | Providing and fixing of chain link fencing from the top of the compound wall consisting of vertical posts of 2 no's of 50 x 50 x 3 mm M.S angles welded to make a box, fixed at up to 2.0 m intervals, with 8 gauge 50 x50 mm opening G.I chain link mesh fixed in 40 x 40 x 3 mm M.S angle frame with a central 40x3mm MS flat, and connected to the vertical posts by 4 nos. 40x40x3 MS rectangular hollow section, including the cost of all materials, machinery, labour, cleaning, applying two coats of enamel paint over one coat of rust proof primer and surface should be thoroughly cleaned and dried before painting (Having VOC (Volatile Organic Compound) content less than 150 grams/litre), loading and unloading, transportation, all leads and lifts and other incidental charges included, etc. complete as directed. (Approximate 16.8Kg/Sqmt) | Sqm |  | 35 |  | 355.581
| 6.02 | Providing and fixing, fabricating of chain link fencing gate for the compound wall consisting of MS frame 100X50X4mm box section with an intermediate member of 49.5X49.5X2.9mm MS box section fixed at up to 862mm intervals, and 8 gauge 50 x50 mm aperture G.I chain link mesh fixed to M.S box section frame/ intermediate members (Approximately 41.3Kg/Sqmt), 3-knuckle pin hinges made by 50mm dia,150mm height tube section which will be welded on 2no 10mm thick MS Plate to gate post and another end will be welded to gate frame with 10mm thick MS plate as per drawing. Including the cost of all materials, machinery, labour, cleaning, applying two coats of enamel paint over one coat of rust-proof primer and the surface should be thoroughly cleaned and dried before painting (Having VOC (Volatile Organic Compound) content less than 150 grams/liter), loading and unloading, transportation, all leads and lifts and other incidental charges included, etc. complete as directed. | Sqm |  | 13.7 |  | 32.4
| 6.03 | Same item no 8.02 for 4 panel bifolding gate with suplpy and fixing of track and 100mm diameter x 50mm tread width nylon wheels with a load capacity of 200kg, with a hub with ball bearings, attached with MS mounting welded to the fabricated chain-link gate, Including the cost of all materials, machinery, labour, cleaning, loading and unloading, transportation, all leads and lifts and other incidental charges included, etc. complete as directed. | Sqm |  | R/o |  | R/o
| 6.04 | Providing and constructing fabricated cattle trap with an outer grating frame of ISA 75X75X4mmm and inner frame ISA 50X50X4mm. 16mm square bright rods at 170mm c/c, supporting 40mm dia GI pipes at 25mm clear spacing (refer drawing for details), including the cost of labour, equipment and machinery/ fuel, consolidation, ramming, compaction and curing, scaffolding, and applying two coats of enamel paint over one coat of rust-proof primer and the surface should be thoroughly cleaned and dried before painting (Having VOC (Volatile Organic Compound) content less than 150 grams/ litre), loading and unloading, transportation, all leads and lifts and other incidental charges included etc. complete as directed. (Approximate 28.26Kg/Sqmt) | Kgs |  | 76.302 |  |  |  |  | Added
|  | Sub total – Fabrication works |  |  |  | 0
7 | MAS-000 | MASONRY WORKS
Block masonry walls
| 7.01 | Providing and Constructing Concrete Block Masonry as directed by the engineer at all floors, at all levels, with the minimum crushing strength of the block to be 5.0 N/Sq. mm, the works include bedding, jointing, and pointing in Cement mortar 1:6 (1 cement: 6 coarse river sand), and striking and raking out joints with all lead, lift, and depth including scaffolding, working platform, finishing, cutting, curing, material and labour and such other works that are required to make it complete at all floors and heights and works shall be as per specification and as directed by the Engineer In Charge.
| a | 300mmX200mmX150mm Solid Concrete Blocks masonry for foundation | Cum | 7346 | Rate only
| b | 400mmX200mmX200mm Solid Concrete Blocks masonry for foundation | Cum | 7346 | Rate only
| c | 300mmX200mmX150mm Solid Concrete Blocks masonry for wall
|  |  | Sqm | 1563 | 1429 | 2233527
| d | 400mmX200mmX200mm Solid Concrete Blocks masonry for wall
|  |  | Sqm | 1453 | Rate only
| 7.02 | Outdoor seats - Provinding and constructing 450mm x 4000mm length x 450 mm bench of solid concrete blockwork using 300x200x150mm concrete blocks over 150mm thk P.C.C bed 1:3:6 including plastering, painting & seater of 40mm kota stone. | Nos |  |  |  | 15
|  | Sub total – Masonry works |  |  |  | 2233527
9 | PLS-000 | PLASTERING AND POINTING WORKS
| 9.01 | Providing and applying of cement beading plastering to masonry work, RCC work and wherever required with 1:4 mixture, 3/4" thick average and width up to 12" with approved smooth finish. Including material, curing, scraping/ cleaning of surfaces before/ after the work, cost of labour, cost of equipment and machinery/ fuel, scaffolding, loading and unloading, transportation, all leads and lifts and other incidental charges included etc. complete as directed.
|  | Cement beading plastering above the coping concrete | RMT | 120 | 715 | 85800
| 9.02 | Providing pointing to the Concrete Block Masonry using 1:3 stabilized mortar after racking of the joints to a depth of 25mm and nicely lining curing etc… complete. including providing and removing scaffolding, scraping and cleaning the surface, curing, cost of all materials, cost of labour, cost of equipment and machinery, all lead and lift, loading and unloading, transportation and all other incidental charges etc., complete as directed.
|  |  | Sqm | 120 | 2858 | 342960
|  | Sub total – Plastering and pointing works |  |  |  | 428760
11 |  | FLOORING/PAVING WORK
| 11.01 | Main Driveway: Providing and fixing 80mm thk concrete paver blocks over 50 mm compacted sand bed, laid to prescribed slope as per dwg. (Main Driveway) Average Compressive Strength Not less than 450kg/sqcm. | Sqm |  |  |  | 2451.63
| 11.02 | Pavement: Providing and fixing 60mm thk concrete paver blocks over 50 mm compacted sand bed, laid to prescribed slope as per dwg. (Main Driveway) Average Compressive Strength Not less than 450kg/sqcm | Sqm |  |  |  | 690.306
| 11.03 | Providing and laying,spreading and compacting wet mix macadam laid in layers of 100mm thick of two layers for total compacted thickness of 200mm as mentioned below using graded stone aggrigates 65mm to 50mm and granular material conforming to the grading as per hte particular specification to required thickness including premixing the material with water to optimum moisture content in mechanical mixer ,Carriage of mixed material by tipper to site ,laying to uniformm layers in subbase /basecourse on a well prepared underbase and compacting with vibratory roller of 80-100KN static weight to achive the desired density etc Complete as per partical specification and directed by Engineer In Charge. | Cum |  |  |  | 490.326
| 11.04 | Construction of granular sub-base by providing close graded Material, mixing in a mechanical mix plant at OMC, carriage of mixed Material to work site, spreading in uniform layers with motor grader on prepared surface and compacting with vibratory power roller to achieve the desired density, complete-200mm thick
| a | 150mm thk (before main driveway) | Cum |  |  |  | 367.7445
| b | 100mm thk (below pavement) | Cum |  |  |  | 69.0306
| 11.05 | Precast Kerb: Providing and fixing Precast Kerb of Min 150mm thk splayed edgeof 450mm ht & 600mm lenght of Minimum M20 concrete grade layed on PCC bed of 300mm wide & 100mm ht on compacted soil bed, laid to prescribed line and level as per dwg. (Main Driveway). | Rmt |  |  |  | 877.1
| 11.06 | Paving in Courts - Providing and laying machine cut 50mm thk leather finish slabs with joints filled with regular dark grey gravel (khapchi) from local granite (as per approve sample and shade) of avg size 25mm as per detail dwg on 150mm 1:3:6 PCC bed with cement mortar of 1:4 of thickness upto 25mm as required. Kota slabs of varying sizes - 300mm, 450mm and 600mm. | Sqm |  |  |  | 115 |  | To be laid on PCC inatead of dry laying | Done
| 11.07 | Paving outside block- Providing and laying machine cut Leather finish Kota slabs - 50mm thk- of varying sizes. - 300mm, 450mm and 600mm. groove joints joints as per detail dwg. Rate to include 20mm cement bond and 150mm PCC bed. | Sqm |  |  |  | R/o
| 11.08 | Gravel (Khapchi): Providing and placing regular dark grey gravel (khapchi) from local granite (as per approve sample and shade) of avg size 25mm in level for an avg thickness of 75mm, over 100mm compacted sand base as per the dwg. | Sqm |  |  |  | R/o
Sub total – Flooring Work
12 |  | MISCELLANEOUS WORKS
| 12.01 | Providing and construction of a rain water recharge well as per relevant construction drawing. Cost includes the digging of the well, placing of precast RCC rings inside for complete height, placing of mild steel grill work below the top slab with painting, top covering slab of pre-cast RCC 100mm thick, filling of gravel of 40mm down size in a 75mm gap between well rings and excavation wall. Including the cost of all materials, cost of labour, cost of machinery and equipment, loading and unloading, curing, transportation, all other incidental charges with lead and lift, etc., complete as directed. | [6 empty] | Qty to be recheck.
|  | 1.5m dia rings x 6m depth | Nos |  | 2
Sub total – Miscellaneous Work
`

## MAKES OF MATERIAL (hidden)
PROJECT | AZIM PREMJI FOUNDATION - FIELD SCHOOL
LOCATION | KHARGONE
DATE
TITLE | MAKES OF MATERIAL
LIST OF APPROVED BRAND AND MANUFACTURE OF MATERIALS
SL NO | DESCRIPTION OF MATERIAL | BRAND & MANUFACTURE OF MATERIALS
1 | Cement | Birla / Ultra Tech / Acc
2 | Reinforcement | JSW / SAIL / Kamdhenu steel / Equivalent
3 | Structural steel | Jindal / Vizag / Apollo / Equivalent
4 | Aluminium section | Jindal/Bhoruka/Hindalco or Approved Equivalent
5 | Aluminium cleats (3mm) | Jindal ( Domal series ) / Bhoruka/ Hindalco or Approved Equivalent
6 | GI Door | TATA Pravesh / Equivalent
7 | Door Fixtures | Dorset,Hafele, Ozone
8 | Door Closures | Dorset,Hafele, Ozone
9 | Hinges | Dorset/Hafele /Hettich
10 | Hardware | Dorset/Hafele /Hettich
11 | Lockset | Hilti / equivalent
12 | Emulsion | Asian, Berger,Nerolac
13 | Synthetic Enamel | Asian, Berger,Nerolac
14 | White cement | Birla White/ JK or approved equivalent
15 | Polished Vitrified Tiles | RAK,Khajaria,Somany
16 | Ceramic tiles | RAK,Khajaria,Somany
17 | Water proofing | Foscroc / Pidilite / Bal Endura/Equivalent
18 | Tempered Glass | Saint Gobain / Equivalent
19 | Porotherm Blocks | Weinerberger / Equivalent
20 | Mirrors | Modi / Asahi
21 | Anchor Fasteners | Hilti / equivalent
22 | Anti- termite treatment | M/s. Pest control India Pvt Ltd / Biflex / Equivalent
23 | Silicon sealant | Mc Coy , Dow corning / Equivalent
24 | Expansion joint | Shalitex,Supreme. Softex, Ethios or Approved Equivalent
25 | Formwork | Sharp Ply / Equivalent
26 | External Paint | Waker
27 | Mesh for Platering | Apritha / equivalent

## PHE -SUMMARY (hidden)
SERVICES : PHE
PROJECT : APF SCHOOL, KHARGONE
SUBJECT : PHE BOQ
SUMMARY
SL. NO | DESCRIPTION | APET AMOUNT |  | APFD AMOUNT
|  | Supply | Installation | Supply | Installation
A | SANITARY FIXTURES | 0 | 0 | 0 | 0
B | INTERNAL DRAINAGE SYSTEM | 0 | 0 | 0 | 0
C | INTERNAL WATER SUPPLY | 0 | 0 | 0 | 0
D | EXTERNAL SEWERAGE & STORM WATER DRAIN SYSTEM | 0 | 0 | 0 | 0
E | PUMPS AND ACCESSORIES | 0 | 0 | 0 | 0
TOTAL |  | 0 | 0 | 0 | 0
GST @ 18%
| TOTAL (Supply & Installation) | 0 |  | 0

## PHE-BOQ (hidden)
SERVICES : PHE
PROJECT : APF SCHOOL, KHARGONE
PROJECT NO : 1528
SUBJECT : PHE BOQ
|  | UNIT | APET | APFD |  |  | Total Qty |  | Rate |  | APET Amount |  | APFD Amount |  | Remarks (APF reply 30.08.24) | McD REPLY (04.09.2024 | Remarks (APF reply 12.09.24) | McD REPLY (17.09.2024)
SL.NO | DESCRIPTION |  | School | District Institute | Guest House | External | APET | APFD | Supply | Installation | Supply | Installation | Supply | Installation
A | SANITARY FIXTURES | [13 empty] | Why only parryware make. | Updated
1 | Supplying, installing, testing & commissioning at site in position colour or white glazed vitreous (European style) Water Closet with C.P. bolts, nuts, solid white plastic seat and lid, angle cock, CP tube, PVC brass hinges and rubber buffers with all necessary fittings complete including cutting and making good the walls and floors wherever required for the following units. | [5 empty] | 0 | 0 |  |  | 0 | 0 | 0 | 0 |  |  | Kindly consider single make Giberit for conclealed flush tank and plate of EWC. | Architect to specify as discussed
a | Floor mounted EWC with Coupled Cistern. Make: Parryware ; WC-C0297; Flush tank-E8177 Alternate make: Hindware ;WC-20147; Flush tank-511856 | EACH | 3 | 9 | 40 | 1 | 3 | 50 |  |  | 0 | 0 | 0 | 0 | Why only parryware make. | Updated
b | Indian Water Closet Make-Parryware; Model-C0111; Flush tank-E8177 Alternate make-Hindware; Model-20004; Flush tank-511856 | EACH | 30 | 2 |  | 3 | 30 | 5 |  |  | 0 | 0 | 0 | 0 | Why only parryware make. | Updated
2 | Supplying, installing, testing & commissioning at site in position white / colour vitreous china wash basin with C.I./MS brackets painted white, C.P brass waste coupling of standard pattern, 32mm dia C.P , cast brass bottle trap , angle cock , basin mixer/pillar cock, CP tube and union , CP tube connector including cutting & making good the walls wherever required complete.
a | Wash basin below counter type with Pillar Cock. Make-Parryware ; Wash basin-(oval)-C0419; Pillar cock - G3102A1; Angle Cock - G1853A1 Alternate make-Hindware ; Wash basin-(oval)-10049; Pillar cock - F360001CP; Angle Cock - F730039CP | EACH |  | 10 | 40 | 10 | 0 | 60 |  |  | 0 | 0 | 0 | 0
b | Flat back Pedestal wash basin with Pillar Cock. Make-Parryware; Basin - C042E; Pillar cock -G1853A1 Alternate make-Hindware; Basin - 10127; Pillar cock -F360001CP | EACH | 3 |  |  | 10 | 3 | 10 |  |  | 0 | 0 | 0 | 0
3 | Supplying, installing, testing & commissioning at site in position white glazed earthen ware flat lipped front urinal of 270x360x440 mm or nearest size (Indian make best quality with pressmatic tap to be provided , flush pipe 25mm dia of required length with a 15mm lead and brass connection with brass union, bottle trap and GI clamps complete cutting and making good walls and floors. Make-Parryware ; Urinal-C0501; Urinal valve-G2007A1; Bottle trap-T3201A1 Alternate make-Hindware ; Urinal-60001; Urinal valve-F310016CP; Bottle trap-F850015CP | EACH | 20 | 7 |  | 1 | [8 empty] | Why sensor based flushing system is proposed? | Updated Pressmatic system as per discussion
4 | Supplying, installing, testing & commissioning at site in position shower assembly units comprising of concealed wall mixer, spout with fixing flange , shower arm heavy casted with wall flange and rain shower, complete including cutting and making good the walls wherever required. Make-Parryware; Wall Mixer-G4016A1; Shower with arm-T9885A1 Alternate make-Hindware; Wall Mixer-F730020CP; Shower with arm-F160004CP+F200028CP | EACH |  |  | 40 | 1 | 0 | 41 |  |  | 0 | 0 | 0 | 0
5 | Supplying, installing, testing & commissioning at site in position towel rail or ring of approved make / quality . C.P brass towel rail 450mm size with concealed screws. Make-Parryware; Model -T6002A1 Alternate make-Hindware; Model -F880007CP | EACH |  |  | 40 | 1 | 0 | 41 |  |  | 0 | 0 | 0 | 0
6 | Supplying, installing, testing & commissioning at site in position C.P. ablution spray health faucet with eye hook ,one metre long flexible tube, angle cock with wall flange all complete including cutting and making good the walls wherever required. Make-Parryware; Health faucet-T9806A1; Angle valve-T9828A1 Alternate make-Hindware; Health faucet-F160108CP; Angle valve-F860007CP | EACH | 3 | 9 | 40 | 1 | 3 | 50 |  |  | 0 | 0 | 0 | 0
7 | Supplying, installing, testing & commissioning at site in position soap tray by means of screws and rawl plug embedded in the walls complete including cutting and making good the walls wherever required. Make-Parryware; Model-T6902A1; Alternate-T6003A1 Alternate make-Hindware; Model-F580004CP; Alternate-F890005CP | EACH | 3 | 10 | 40 | 21 | 3 | 71 |  |  | 0 | 0 | 0 | 0
8 | Supplying, installing, testing & commissioning at site in position 15mm dia C.P Long Body brass bib cocks with wall flange including cutting and making good the walls wherever required. Make-Parryware; Model-G1405A1 Alternate make-Hindware; Model-F730011CP | EACH | 105 | 22 | 40 | 4 | 105 | 66 |  |  | 0 | 0 | 0 | 0
9 | Supplying, installing, testing & commissioning at site in position stainless steel sink supported by heavy duty S.S brackets, CP waste coupling, complete including and making good the walls wherever required.
a | Stainless Steel Sink with Drain Board Make-Parryware; Sink Mixer-G3235A1 / Alternate: G0235A1; Sink with drain-C857381 Alternate make-Hindware; Sink Mixer-F690027CP / Alternate: F730023CP; Sink with drain-Platino | EACH |  | 6 |  |  | 0 | 6 |  |  | 0 | 0 | 0 | 0
b | Stainless Steel Sink without Drain Board Make-Parryware; Sink Mixer-G3235A1 / Alternate: G0235A1; Sink-C856971 Alternate make-Hindware; Sink Mixer-F690027CP / Alternate: F730023CP; Sink with drain-Flamingo | EACH |  | 6 |  |  | 0 | 6 |  |  | 0 | 0 | 0 | 0
10 | Supplying, installing, testing & commissioning at site in position 15 mm dia angle valve with CP wall flange etc complete Make-Parryware; Model-T9828A1 Alternate make: Hindware; Model-F860007CP | EACH | RO | RO | RO | RO | 0 | 0 |  |  | 0 | 0 | 0 | 0
11 | Supplying, installing, testing & commissioning at site in position Toilet paper holder fixed to the wall by means of screws and rawl plug embedded in the walls complete including cutting and making good the walls wherever required. Make-Parryware; Paper Holder-WPT6906A1 Alternate make-Hindware; Paper Holder-F580009CP | EACH | RO | RO | RO | RO | 0 | 0 |  |  | 0 | 0 | 0 | 0
12 | Supplying, installing, testing & commissioning at site in position Wall mixer 2-in-1 etc complete Make-Parryware; Model-G4016A1 Alternate make-Hindware;Model-F730020CP | EACH | RO | RO | RO | RO | 0 | 0 |  |  | 0 | 0 | 0 | 0
13 | Supplying, installing, testing & commissioning at site in position Soap dispenser etc complete Make-Parryware; Model-T6513A1 | EACH | RO | RO | RO | RO | 0 | 0 |  |  | 0 | 0 | 0 | 0
14 | Supplying, installing, testing & commissioning at site in position Short body Bib-cock etc complete Make-Parryware; Model-G1469A1 Alternate make-Hindware; Model-F730003CP | EACH | RO | RO | RO | 25 | 0 | 25 |  |  | 0 | 0 | 0 | 0
15 | Supplying, installing, testing & commissioning at site in position Two way Bib-cock etc complete Make-Parryware; Model-G3334A1 Alternate make-Hindware; Model-F740004CP | EACH | RO | RO | RO | RO | 0 | 0 |  |  | 0 | 0 | 0 | 0
| C/O SUMMARY of A | [7 empty] | 0 | 0 | 0 | 0 | 0 | 0
B | INTERNAL DRAINAGE
13 | Supplying, Installing & Testing at site in position uPVC pipe (SWR) of Type B (IS:13592) including injection moulded fittings with bosses where required e.g. tees, bends, clamps couplings and adapters & clamping with Universal clamps, Anchor fasteners (8mm), Threaded Rod(8mm), nuts, washers etc complete; and jointing with adhesive approved by manufactures including cutting and making good the walls and floors or surface mounted with clamps as required at site
a | 160mm OD | METRE | RO | RO | RO |  | 0 | 0 |  |  | 0 | 0 | 0 | 0
b | 110mm OD | METRE | 132 | RO | 648 |  | 132 | 648 |  |  | 0 | 0 | 0 | 0
c | 75 mm OD | METRE | 170 | RO | 485 |  | 170 | 485 |  |  | 0 | 0 | 0 | 0
d | 50 mm (IS 4985,6kgf/cm2) | METRE | 52 | 8 |  |  | 52 | 8 |  |  | 0 | 0 | 0 | 0
e | 40 mm (IS 4985,6kgf/cm2) | METRE | 57 | RO | 45 |  | 57 | 45 |  |  | 0 | 0 | 0 | 0
14 | Supplying, Installing & Testing at site in position uPVC pipe (SWR) of Type B(IS:13592) including SWR fittings with bosses where required e.g. tees, bends, clamps, couplings and adapters and cowls with sealing grooves and clamping with Position & jointing with 'O' rings including cutting and making good the walls and floors as required at site (For Vertical & Horizontal Shaft piping).
Clamping details - For Vertical Shafts
G.I. "U" bolts (8 mm thick) on G.I. slotted rails (1.6 / 2.5 mm thick) , Rail legs (2.5 mm thick)
Clamping details - For Suspended lines
G.I. "U" bolts (8 mm thick) on Heavy Duty G.I. slotted rails (2.5 mm thick) or Clamping with Universal clamps, Anchor fastners(10mm), Threaded Rod(10mm), nuts, washers etc complete.
a | 160mm OD | METRE | RO | RO | 220 |  | 0 | 220 |  |  | 0 | 0 | 0 | 0
b | 110mm OD | METRE | RO | RO | 390 |  | 0 | 390 |  |  | 0 | 0 | 0 | 0
c | 63 mm OD | METRE | RO | RO | 220 |  | 0 | 220 |  |  | 0 | 0 | 0 | 0
15 | Supplying, Installing & Testing at site in position uPVC Deep seal Floor trap (ht 7") supporting on G.I. slotted rails (1.6 mm thick), Full threaded rod , Anchor Fasteners etc at site.
a | 110 X 75mm dia out let (Multiple Floor Trap) | EACH | 12 | 8 | 58 |  | 12 | 66 |  |  | 0 | 0 | 0 | 0
b | 110 X 75mm dia outlet (Plain Floor Trap) | EACH | RO | RO | RO |  | 0 | 0 |  |  | 0 | 0 | 0 | 0
16 | Supplying, Installing, Testing & Commissioning at site in position uPVC multi inlet trap (ht 4") with Suitable SS Gratings etc including cutting and making good the walls and floors as required at site.
a. | 75mm dia out let | EACH | 21 | 12 | 34 |  | 22 | 46 |  |  | 0 | 0 | 0 | 0
b. | 75mm dia outlet (Plain floor trap) | EACH | RO | RO | RO | RO | 0 | 0 |  |  | 0 | 0 | 0 | 0
17 | Supplying, Installing, Testing & Commissioning at site in position 110mm dia deep seal PVC 'P' trap with access cap Including all necessary fittings & supports complete | EACH | 21 | 7 |  | 16 | 21 | 23 |  |  | 0 | 0 | 0 | 0
18 | Supplying, Installing, Testing & Commissioning at site in position Cast Iron Hubless Pipes (IS:15905, ISO 6594) of approved make for Drainage, complete with all necessary Fittings of approved make jointing with necessary shielded coupling (SS304), as per drawings to the satisfaction of the Project Manager. (Kitchen Drainage).
a | 150 mm dia | EACH | 25 |  |  |  | 25 | 0 |  |  | 0 | 0 | 0 | 0
b | 100 mm dia | EACH | 60 |  |  |  | 60 | 0 |  |  | 0 | 0 | 0 | 0
c | 75 mm dia | EACH | 30 |  |  |  | 30 | 0 |  |  | 0 | 0 | 0 | 0
d | 50 mm dia | EACH | 50 |  |  |  | 50 | 0 |  |  | 0 | 0 | 0 | 0
19 | Supplying & Fixing 110mm dia deep seal Cast Iron 'P' trap with access cap Including all necessary fittings & supports complete (For Kitchen Drainage). | EACH | 21 |  |  |  | 21 | 0 |  |  | 0 | 0 | 0 | 0
20 | Supplying, Installing & Testing at site in position Cast iron Multi Inlet Floor trap supporting on G.I. slotted rails (1.6 mm thick), Full threaded rod , Anchor Fasteners etc at site.
a | 110 X 75mm dia out let | EACH | 9 |  |  |  | 9 | 0 |  |  | 0 | 0 | 0 | 0
21 | Supplying & Installing at site in position Floor Drain Lock type (SS304) of 1.2 mm thick.
a | 125 x 125mm Square | EACH | 43 | 16 | 88 | 3 | 43 | 107 |  |  | 0 | 0 | 0 | 0
22 | Supplying & Installing at site in position 125 X 125 mm square cast SS (304 grade) cleanout with Teflon gasket & SS key for opening, complete in all respects. | EACH | 4 | 8 |  |  | 4 | 8 |  |  | 0 | 0 | 0 | 0
| C/O SUMMARY of B | [7 empty] | 0 | 0 | 0 | 0 | 0 | 0
C | WATER SUPPLY
23 | Supplying & Laying of uPVC unthreaded pipes (As per ASTM D - 1785, Sch 40/80: Sch 40 upto 50mm & Sch80 for 65mm and above) of approved make for water supply, complete with all necessary Fittings (elbows, unions, tees, reducers, couplings, nipples etc.) wherever necessary, and conveying to position, cleaning, laying and jointing to true lines and gradients, ,jointing the pipe line as per specification, testing the pipe line after installation to the specified hydrostatic test pressure etc. complete. | [15 empty] | Sch 40/80 - Kindly conside SCH 40 upto 50MM and SCH 80 for 63mm onwards. | Updated
a | 15mm, | METER | RO | RO | RO |  | 0 | 0 |  |  | 0 | 0 | 0 | 0
b | 20mm, | METER | 225 | RO | RO |  | 225 | 0 |  |  | 0 | 0 | 0 | 0
c | 25mm, | METER | 220 | 50 | 230 |  | 220 | 280 |  |  | 0 | 0 | 0 | 0
d | 32mm, | METER | 235 | RO | RO |  | 235 | 0 |  |  | 0 | 0 | 0 | 0
e | 40mm, | METER | 365 | 85 | RO |  | 365 | 85 |  |  | 0 | 0 | 0 | 0
f | 50mm, | METER | 432 | RO | RO |  | 432 | 0 |  |  | 0 | 0 | 0 | 0
g | 65mm, | METER | RO | RO | RO |  | 0 | 0 |  |  | 0 | 0 | 0 | 0
h | 80mm, | METER | RO | RO | RO |  | 0 | 0 |  |  | 0 | 0 | 0 | 0
24 | Supplying & Laying of uPVC unthreaded pipes (As per ASTM D - 1785 ,Sch 40/80) concealing through the walls / floors including cutting and making good the wall to line and level wherever required as per drawings to the satisfaction of the Project Manager.
a | 15 mm dia | METRE | RO | RO | RO | 0 | 0 |  |  | 0 | 0 | 0 | 0
b | 20 mm dia | METRE | 281 | 52 | 767 | 0 | 1100 |  |  | 0 | 0 | 0 | 0
c | 25 mm dia | METRE | RO | 50 | RO | 0 | 50 |  |  | 0 | 0 | 0 | 0
25 | Supplying, Installing & Testing at site in position micro cellular closed cell Nitrile rubber elastomeric insulation (UL-94 Approved) tubes/ sheets (9mm thick) for the hot water supply pipes with protective glass fabric & co-extruded polymeric covering for UV & mechanical protection.
a | 15 mm | METER | RO | RO |  | 0 | 0 |  |  | 0 | 0 | 0 | 0
b | 20 mm | METER | RO | RO |  | 0 | 0 |  |  | 0 | 0 | 0 | 0
c | 25 mm | METER | RO | RO | 100 | 0 | 100 |  |  | 0 | 0 | 0 | 0
d | 32 mm | METER | RO | RO | 50 | 0 | 50 |  |  | 0 | 0 | 0 | 0
e | 40 mm | METER | RO | RO | 220 | 0 | 220 |  |  | 0 | 0 | 0 | 0
26 | Supplying, Installing & Testing at site in position CPVC Pipes as per IS:15778 (SDR-11) of approved make for water supply, complete with all necessary Fittings (elbows, unions, tees, reducers, couplings, nipples etc.) complete with clamping in position with G.I. "U" bolts (8 mm thick) on G.I. slotted rails (1.6 mm thick) , Rail legs (2.5 mm thick) of approved make, as per drawings to the satisfaction of the Project Manager including supply of all materials. | [13 empty] | Mention IS code and schedule of pipe | IS code updated | Mention IS code and schedule of pipe | Is Code is already mentioned in the boq spec & schedule of pipe is already mentioned in pipe dia
a | 15 mm dia SDR-11 | METRE | RO | RO | RO | 0 | 0 |  |  | 0 | 0 | 0 | 0
b | 20 mm dia SDR-11 | METRE | RO | RO | 100 | 0 | 100 |  |  | 0 | 0 | 0 | 0
c | 25 mm dia SDR-11 | METRE | RO | RO | RO | 0 | 0 |  |  | 0 | 0 | 0 | 0
d | 32 mm dia SDR-11 | METRE | RO | RO | RO
27 | Supplying, Installing & Testing at site in position full way lever operated Forged Brass Ball valve of brass body IS:6912FLB with forged brass hard chrome plate (PN 25) of approved make with necessary Male Adapter (Brass Threads) fittings in position as per drawings. | [13 empty] | Mention IS code. Why PN 25 required. | IS code of material updated, whereas the construction code is yet to be published. Standard pressure rating available for ball valve is P25 only. | Mention IS code. Why PN 25 required. | IS code of material updated, whereas the construction code is yet to be published. Standard pressure rating available for ball valve is P25 only.
a | 15 mm dia | EACH | RO | RO | RO
b | 20 mm dia | EACH | 6 | RO | 87 | 0 | 93 |  |  | 0 | 0 | 0 | 0
c | 25 mm dia | EACH | 21 | 4 |  | 0 | 25 |  |  | 0 | 0 | 0 | 0
d | 32 mm dia | EACH | 21 | 4 |  | 0 | 25 |  |  | 0 | 0 | 0 | 0
e | 40 mm dia | EACH | 15 | 2 | 5 | 0 | 22 |  |  | 0 | 0 | 0 | 0
f | 50 mm dia | EACH | 6 |  | 12 | 0 | 18 |  |  | 0 | 0 | 0 | 0
28 | Supplying, Installing & Testing at site in position IS;13095 Butterfly valve (PN 16) wafer type of approved make with necessary PVC flanges, gaskets, nuts and bolts etc complete within position as per drawings. | [13 empty] | Mention IS code. | IS code of material updated
a | 65 mm dia | EACH | RO | RO | RO | RO
b | 80 mm dia | EACH | RO | RO | RO | RO
c | 100 mm dia | EACH | RO | RO | RO | RO
29 | Supplying, Installing & Testing at site in position spring loaded Brass Non Return Valve (PN-16) screw type with necessary fittings complete in all respect.
a | 25 mm dia | EACH | RO | RO | RO | RO
b | 32 mm dia | EACH | RO | RO | RO | RO
c | 40 mm dia | EACH | RO | RO | RO | RO
c | 50 mm dia | EACH | 3 | RO | 2 | RO |  | 2 |  |  | 0 | 0 | 0 | 0
30 | Supplying, Installing & Testing at site in position IS:5312 CI Wafer Swing type check Valve (PN-16) type with necessary fittings complete in all respect.
a | 50 mm dia | EACH | RO | RO | RO | RO
b | 65 mm dia | EACH | RO | RO | RO | RO
c | 80 mm dia | EACH | RO | RO | RO | RO
31 | Supplying, Installing & Testing at site in position spring loaded vertically mounted brass Air Release Valves, Ball valve of approved quality and make on the top of the vertical water supply pipes as per specification and drawings.
a | 20 mm dia | EACH | 1 |  | 1 |  | 1 | 1 |  |  | 0 | 0 | 0 | 0
32 | Supply, Installation, Testing and Commisioning of MS Y-type stainer with drain plug, SS screen 304 complete in all respects. | [15 empty] | Can we add basket filter for pumps. | As a Consultants, we prefer Y-Strainer
a | 40 mm dia | EACH |  |  |  | 1 | 0 | 1 |  |  | 0 | 0 | 0 | 0
b | 50 mm dia | EACH | 2 |  |  | 2 | 2 | 2 |  |  | 0 | 0 | 0 | 0
c | 65 mm dia | EACH | RO |  |  | RO
33 | Supply & fixing at site in position Multi Jet water meter of removable mechanism type ,magnetically coupled ,having dry dial, hermetically sealed totaliser, retrofittable for pulse output and conforming to ISO-4064 Class B complete. | [13 empty] | Kindly clarify, where it is required. | Discussed & confirmed in the meeting
a | 32 mm dia | EACH |  |  |  | 1 | 0 | 1 |  |  | 0 | 0 | 0 | 0
b | 40 mm dia | EACH |  |  |  | 2 | 0 | 2 |  |  | 0 | 0 | 0 | 0
c | 50 mm dia | EACH |  |  |  | 2 | 0 | 2 |  |  | 0 | 0 | 0 | 0
34 | Supplying, Installing & Testing at site in position M.S. angles / channel of 6mm thick with necessary fixing arrangements, welding, grouting, painting etc., for pipe supports in trenches / inside the building wall faces / ceiling. | KGS
| C/O SUMMARY of C | [7 empty] | 0 | 0 | 0 | 0 | 0 | 0
D | EXTERNAL SEWERAGE & STORM WATER DRAIN
35 | Supplying, Installing & Testing of pipes and conveying to position; and jointing to true lines and gradients, PVC pipe of IS 4985(6kg/cm2), jointing the pipe line as per specification, testing the pipe line after installation to the specified hydrostatic test pressure including Supplying, Supplying, Installing specials like bends, couplers, sockets, connections etc. as per provisions of IS: 1742-1983 (Code of practice for building drainage) complete.
a | 250mm OD IS 4985(6kg/cm2) | METER |  |  |  | 30 | 0 | 30 |  |  | 0 | 0 | 0 | 0
a | 200mm OD IS 4985(6kg/cm2) | METER |  |  |  | 250 | 0 | 250 |  |  | 0 | 0 | 0 | 0
b | 160mm OD IS 4985(6kg/cm2) | METER |  |  |  | 1553 | 0 | 1553 |  |  | 0 | 0 | 0 | 0
c | 110mm OD IS 4985(6kg/cm2) | METER |  |  |  | 250 | 0 | 250 |  |  | 0 | 0 | 0 | 0
d | 75mm OD IS 4985(6kg/cm2) | METER |  |  |  | 10 | 0 | 10 |  |  | 0 | 0 | 0 | 0
36 | Supplying, Installing, Testing & Commissioning at site in position Cast Iron Hubless Pipes (IS:15905, ISO 6594) of approved make for Drainage, complete with all necessary Fittings of approved make jointing with necessary shielded coupling (SS304), as per drawings to the satisfaction of the Project Manager. (External Kitchen Drainage).
a | 150 mm dia | EACH | RO | RO | RO |  | 0 | 0 |  |  | 0 | 0 | 0 | 0
b | 100 mm dia | EACH | RO | RO | RO |  | 0 | 0 |  |  | 0 | 0 | 0 | 0
37 | Supplying & Laying of uPVC unthreaded pipes (As per ASTM D - 1785 ,Sch 40/80) of approved make for water supply, complete with all necessary Fittings (elbows, unions, tees, reducers, couplings, nipples etc.) wherever necessary, and conveying to position, cleaning, laying and jointing to true lines and gradients, ,jointing the pipe line as per specification, testing the pipe line after installation to the specified hydrostatic test pressure etc. complete. | [13 empty] | Mention IS code. | There is no IS codes for SCH-40/80 pipes
a | 20 mm dia ASTM SCH-40 | METER |  |  |  | 5 | 0 | 5 |  |  | 0 | 0 | 0 | 0
b | 25 mm dia ASTM SCH-40 | METER |  |  |  | 500 | 0 | 500 |  |  | 0 | 0 | 0 | 0
c | 32 mm dia ASTM SCH-40 | METER |  |  |  | 300 | 0 | 300 |  |  | 0 | 0 | 0 | 0
d | 40 mm dia ASTM SCH-40 | METER |  |  |  | 10 | 0 | 10 |  |  | 0 | 0 | 0 | 0
e | 50 mm dia ASTM SCH-80 | METER |  |  |  | 400 | 0 | 400 |  |  | 0 | 0 | 0 | 0
f | 65 mm dia ASTM SCH-80 | METER |  |  |  | RO | 0 | 0 |  |  | 0 | 0 | 0 | 0
g | 100 mm dia ASTM SCH-80 | METER |  |  |  | RO | 0 | 0 |  |  | 0 | 0 | 0 | 0
38 | Excavation of earth up to a depth of 1.5m in all classes of soil for pipe laying trenches, shoring, dewatering, etc., wherever necessary including supply of all materials. | m3 |  |  |  | 600 | 0 | 600 |  |  | 0 | 0 | 0 | 0
39 | Cement concrete1:5:10 ( I cement 5 sand and 10 broken stones) using 20 mm granite broken stones for concreting horizontal pipes in the trenches ,hire and labour charges for form work ,watering for curing etc complete as per the satisfaction of the Project Manager including supply of all materials. | m3 |  |  |  | 130 | 0 | 130 |  |  | 0 | 0 | 0 | 0
40 | Supplying, Installing, Testing & Commissioning at site in position brick masonry manholes with 75 class designation bricks in cement mortar 1:5 (1cement :5coarse sand )inside and outside cement plaster 12mm thick with cement mortar 1:3 (1cement : 3 coarse sand) inside with a floating coat of neat cement, water proofing the same with water proofing chemical compound, 15cm thick R.C.C top slab 1:2:4 mix (1 cement: 2 coarse sand: 4 graded stone aggregate 20mm nominal size) for fixing manhole frame; foundation concrete 1:4:8 mix (1 cement: 4 coarse sand: 8 graded stone aggregate 40mm nominal size) and making channels in cement concrete 1:2:4 mix (1 cement: 2 coarse Sand: 4 graded stone aggregate 20mm nominal size) including excavation, back filling and disposal of surplus earth finished as per standard design etc. The rate should include the silt trap in the storm water chamber, where the depth of the chamber will be 2 inch lower from the pipe invert levels. | [13 empty] | Add Water proofing method for manhole chambers | Updated
a | 60 X 60 cms (24" X 24") self pigmented type double seal (air & water tight) FRP manhole cover and frame (Medium Duty) with closed bottom (not thru & thru) lifting key holes & load tested as per IS:1726 & BS EN:124. | EACH |  |  |  | 89 | 0 | 89 |  |  | 0 | 0 | 0 | 0 | Why 20MT FRP cover is required. | Updated
b | 90 X 90 cms (36" X 36") self pigmented type double seal (air & water tight) FRP manhole cover and frame (Medium Duty) with closed bottom (not thru & thru) lifting key holes & load tested as per IS:1726 & BS EN:124. | EACH |  |  |  | 1 | 0 | 1 |  |  | 0 | 0 | 0 | 0
c | Pressure braking manholes of size 60 X 60 cms (24" X 24") self pigmented type double seal (air & water tight) FRP manhole cover and frame (Medium Duty) with closed bottom (not thru & thru) lifting key holes & load tested as per IS:1726 & BS EN:124. | EACH | RO | RO | RO | RO | 0 | 0 |  |  | 0 | 0 | 0 | 0
41 | Supplying, Installing & Testing at site in position best quality PVC gully trap of size 160 X110mm outlet embedded in plain cement concrete 1:4:8 (20mm metal), all the above encased in a chamber of 300 X 300mm built with 115mm thick brick masonry using first class country bricks in CM 1:3 over a bed of CC 1:4:8 using 40mm size metal 100mm thick ,plastering with CM1:3,13mm thick inside, outside, exposed top surfaces and internal and top exposed surface finished smooth with a floating coat of neat cement, providing and fixing FRP manhole cover and frame (10 MT) with closed bottom (not thru & thru) lifting key holes & load tested as per IS:1726 & BS EN:124 of size 300 X 300mm (12" x 12") weighing not less than 10 MT fixing the frame in PCC 1:2:4 using 20mm stone metal including painting the frame and cover with 2 coats of anticorrosive black bitumastic painting etc. complete all as specified and directed. “The rate should be inclusive of cockroach trap grating'' Make: CHILLY / NEER | NOS |  |  |  | 16 | 0 | 16 |  |  | 0 | 0 | 0 | 0 |  |  | Kindly consider cockroach gully trap for kitchen and bathrooms | Updated
42 | Same as specification of Item No.41, but with self pigmented type double seal (air & water tight) FRP manhole cover and frame of size 450 X 450 mm weighing not less than 10 MT | EACH |  |  |  | 15 | 0 | 15 |  |  | 0 | 0 | 0 | 0 |  |  | What is itme No.60 in this BOQ item. | Updated as Item No.41
43 | Providing, laying, jointing testing and commissioning of and RCC hume pipes (NP2 class) conforming to IS: 458 with collar joint in CM 1:3 packing the collar joints with asbestos rope dipped in cement slurry, finishing the surface smooth etc complete. The cost should include the sand bed required for pipe fixing.
a | 200 mm | METER |  |  |  | 67 | 0 | 67 |  |  | 0 | 0 | 0 | 0
b | 300 mm
c | 600 mm
44 | Supply & Construction of valve chamber with 230 mm Brick masonry wall with best quality TM bricks & CM 1:4,on a PAC 1:4;8 bed of 100 mm thick. The wall shall be plastered internally smooth in CM 1:3, water proofing as required and externally rough plastered with sponge finish, including curing. The chamber shall be provided with M.S. 6 / 8 mm thick plate fabricated top cover in leaves with necessary hinges and locking arrangement. The size of the chamber shall be 1000mm x 1000mm x1000mm in depth. | NOS |  |  |  | 1 | 0 | 1 |  |  | 0 | 0 | 0 | 0
| C/O SUMMARY of D | [7 empty] | 0 | 0 | 0 | 0 | 0 | 0
E | PUMPS & MISCELLANEOUS ITEMS
Note: Consider IE 3 series pumps for all water pumping applications
44 | Supply & fixing, testing and commissioning of GI Class C puddle flanges of required sizes for inlet, outlet, vent and overflow pipes for master underground sump. The puddle flanges shall be threaded end upto 80mm dia and flanged ends above 100mm dia. All the puddle flanges, plates and fittings shall be galvanized after fabrication as per IS specifications.. The scope work also includes supply, installation and testing of aluminium ladder, Cast Iron manhole frame and cover for master underground water tank etc., complete as per specifications and drawings. | [13 empty] | Why can not we use GI puddle flanges | Updated
a | 200 mm OD | EACH |  |  |  | 1 | 0 | 1 |  |  | 0 | 0 | 0 | 0
b | 150 mm OD | EACH |  |  |  | RO | 0 | 0 |  |  | 0 | 0 | 0 | 0
c | 100 mm OD | EACH |  |  |  | 8 | 0 | 8 |  |  | 0 | 0 | 0 | 0
d | 80 mm OD | EACH |  |  |  | 8 | 0 | 8 |  |  | 0 | 0 | 0 | 0
e | 65 mm OD | EACH |  |  |  | RO | 0 | 0 |  |  | 0 | 0 | 0 | 0
f | 50 mm OD | EACH |  |  |  | 3 | 0 | 3 |  |  | 0 | 0 | 0 | 0
FILTER FEED WATER PUMPS
45 | Supplying, installing, testing and commissioning of 2 Nos. of monobloc submersible type filter feed pumps (one working + one stand by) for pumping the water from raw water U.G. sump through pressure sand filter and activated carbon filter to treated water UG sump. The cost shall include necessary Control Valves, Pressure Gauge, Y strainer and Non-Return Valves. The pump shall be coupled to adequate H.P. electrical motor, mounted on a common base frame. | SET |  |  |  | 1 | 0 | 1 |  |  | 0 | 0 | 0 | 0
Receiving, Storing, Shifting to work place, Installation, Testing,& Commissioning of Built - in electrical control panel with motor starter relays, single / three phase preventor, dry run protection, indicating lamps, ON - OFF push buttons, alarm indication with signal in the event of pump failure, etc., and shall be suitable for 415 +/- 10% volts & 50Hz electric supply.
4 nos. cast iron butterfly valves of CI body and spheroidal graphite iron disc (SG iron),with nitrile rubber seal, tested to 10 kg / sq.cm Conforming to IS;13095 standards and including a set of GI flanges as per BS-10 table 1 including bolt nuts, GI washers, and neoprene rubber gaskets Complete etc.,
2 nos. check valve with CI body and cast steel disc pressure rating PN-16 Kg / sq.cm including a set of GI flanges as per BS-10 table 1 including bolt nuts, GI washers, and neoprene rubber gaskets Complete etc.,
1no. pressure gauge 4" dial with valve tee and fittings.
The pump shall be suitable for the following requirements
Flow rate - 4.5 Cu.m / hr (1w+1s)
Head Range - 30 mtr.
| DOMESTIC TRANSFER PUMP | [15 empty] | Kindly consider IE 3 series pumps for all water pumping applications | Updated
46 | Supplying, installing, testing and commissioning of 2 Nos. of monobloc submersible type Domestic water pumps (one working + one stand by) for pumping the water from treated U.G. sump to OH tank. The cost shall include necessary Control Valves, Pressure Guage, Y strainer and Non-Return Valves. The pump shall be coupled to adequate H.P. electrical motor, mounted on a common base frame. | SET | 1 |  | 1 |  | 1 | 1 |  |  | 0 | 0 | 0 | 0 | Two set of pumps are required. 1 for School and 1 for GH. | Updated
Receiving, Storing, Shifting to work place, Installation, Testing,& Commissioning of Built - in electrical control panel with motor starter relays, single / three phase preventor, dry run protection, indicating lamps, ON - OFF push buttons, alarm indication with signal in the event of pump failure, etc., and shall be suitable for 415 +/- 10% volts & 50Hz electric supply.
4 nos. cast iron butterfly valves of CI body and spheroidal graphite iron disc (SG iron),with nitrile rubber seal, tested to 10 kg / sq.cm Conforming to IS;13095 standards and including a set of GI flanges as per BS-10 table 1 including bolt nuts, GI washers, and neoprene rubber gaskets Complete etc.,
| 2 nos. check valve with CI body and cast steel disc pressure rating PN-16 Kg / sq.cm including a set of GI flanges as per BS-10 table 1 including bolt nuts, GI washers, and neoprene rubber gaskets Complete etc., | [13 empty] | Pump should have auto ON/OFF system with water level indicator system. | Updated
1no. pressure gauge 4" dial with valve tee and fittings.
The pump shall be suitable for the following requirements
Flow rate - 11 Cu.m / hr (1w+1s)
Head Range - 40 to 50 mtr.
FLUSH TRANSFER PUMP
47 | Supplying, installing, testing and commissioning of 2 Nos. of monobloc submersible type Flush water pumps (one working + one stand by) for pumping the water from STP treated U.G. sump to OH Flush tank. The cost shall include necessary Control Valves, Pressure Guage, Y strainer and Non-Return Valves. The pump shall be coupled to adequate H.P. electrical motor, mounted on a common base frame. | SET | 1 |  | 1 |  | 1 | 1 |  |  | 0 | 0 | 0 | 0 | Two set of pumps are required. 1 for School and 1 for GH | Updated
Receiving, Storing, Shifting to work place, Installation, Testing,& Commissioning of Built - in electrical control panel with motor starter relays, single / three phase preventor, dry run protection, indicating lamps, ON - OFF push buttons, alarm indication with signal in the event of pump failure, etc., and shall be suitable for 415 +/- 10% volts & 50Hz electric supply.
4 nos. cast iron butterfly valves of CI body and spheroidal graphite iron disc (SG iron),with nitrile rubber seal, tested to 10 kg / sq.cm Confrming to IS;13095 standards and including a set of GI flanges as per BS-10 table 1 including bolt nuts, GI washers, and neoprene rubber gaskets Complete etc.,
| 2 nos. check valve with CI body and cast steel disc pressure rating PN-16 Kg / sq.cm including a set of GI flanges as per BS-10 table 1 including bolt nuts, GI washers, and neoprene rubber gaskets Complete etc., | [13 empty] | Pump should have auto ON/OFF system with water level indicator system. | Updated
1no. pressure gauge 4" dial with valve tee and fittings.
The pump shall be suitable for the following requirements
Flow rate - 10 Cu.m / hr (1w+1s)
Head Range - 40 to 50 mtr.
48 | Supply, installation testing and commissioning of Pressure sand filter (PSF) for filtration of raw water. The filter shall be suitable for 11.0 cu.m / hr flow rate and designed to handle suspended impurities in raw water. | SET |  |  |  | 1 | 0 | 1 |  |  | 0 | 0 | 0 | 0 | What are the parameters (Ph, TDS, Hardness, Turbidity an etc..) are considered for designing of WTP. | Based on the water test report & source of water which contains high contamination .
| Supply, installation testing and commissioning of Activated carbon filter (ACF) for filtration of raw water. The filter shall be suitable for 11.0 cu.m / hr flow rate and designed to handle suspended impurities in raw water. | SET |  |  |  | 1 | 0 | 1 |  |  | 0 | 0 | 0 | 0
| Supply, installation testing and commissioning of Water Softener (WS) for filtration of raw water. The filter shall be suitable for 11.0 cu.m / hr flow rate and designed to handle suspended impurities in raw water. | SET |  |  |  | RO | 0 | 0 |  |  | 0 | 0 | 0 | 0
The sizing / diameter of SPF shall be designed based on specific velocity 11 cu.m / hr / sq.m area and the approx. dia. shall not be less than 900 mm internal dia.
The filtration unit shall comply with the following technical requirements:
Flow rate - 11.0 Cu.m / hr
Back wash duration - 15 minutes
Pressure drop across unit. - 1.0Kg/ sq.cm (max)
Outlet turbidity - NIL
Minimum operating pressure - 2.5 kg / sq.cm.
Maximum Test pressure - 4.0kg / sq.cm.
Dia of filter unit - 1000 mm
Further, the filtration unit shall comprise of the following:
| The sand pressure filter vessel shall be fabricated out of MS not less then 6mm thick with dish ends out of 8mm thick plate | [13 empty] | NO FRP type. | Updated
The filter shall be fitted with top inlet distribution and bottom side opening collecting system for maintenance purpose.
Electro magnetic Flow meter for PSF inlet.
Initial charge of underbed and multigrade filtering media as required.
Media as below.
specification of water parameters as per IS 10500:2012 and test method IS:3025IS 3025-4 (1983): Methods of Sampling and Test (Physical and Chemical) for Water and Waste Water
Pebbles 50 mm - 300 mm depth, Pebbles 6 mm- 150 mm depth, Gravel 4 mm- 300 mm depth, Coarse sand - 450 mm depth and Fine sand - 300 mm Depth
Complete set of electrically motorised valves with spring return type (Normally Closed) each for filter, backwash, rinse, recirculate etc to be with auto close mechanism, pressure gauge with needle valve and frontal pipe work done with GI 'B' class pipes (make: Tata / Jindal).
Concrete bed/pedestals of suitable size and thickness in cement concrete 1:2:4 for mounting the filter base with anchor fastener, bolts and nuts and neatly finished smooth with floating coat of cement mortar.
49 | Supply, installation, testing & commissioning of Reverse Osmosis plant having permeate flow of 200 LPH, complete with suitable High pressure pumps, RO Membrane, Pressure vessels, Dosing units, MS Skid with accessories, cleaning tank and interconnection pipes & cable arrangements and sintex tank for RO water storage of 1500 litre. | SET | 1 |  |  |  | 1 | 0 |  |  | 0 | 0 | 0 | 0 | What are the TDS & other applicable parameters are considered for designing of RO.
specification of water parameters as per IS 10500:2012 and test method IS:3025IS 3025-4 (1983): Methods of Sampling and Test (Physical and Chemical) for Water and Waste Water
50 | Supply, Installation, Testing & Commissioning of Level Transmitter With Universal Indicator(TUIC) with Level control for all the pumps. The Rate should include the cost of plc controller based on logic providing along with pump schematic systems the cost should also include all the control and instrumentation cable as per actuals. 2Cx1.5 Sqmm copper wire Shielded cable (approximate lenbth of 200 meter per set) with 20mm PVC rigid FRLS conduit | SET | 2 |  | 2 |  | 2 | 2 |  |  | 0 | 0 | 0 | 0
51 | Supply, installing, testing and commissioning of Submersible non clog Stormwater dewatering sump pumps with 3 phase motor with all necessary protection and the mechanical seal etc. including electrical starter panel, float switches, cabling upto motor as per manufacturer specifications. Automation and dry protection of pumps with in-built level controller. | Nos |  |  |  | 4
4 nos. cast iron butterfly valves of CI body and spheroidal graphite iron disc (SG iron),with nitrile rubber seal, tested to 10 kg / sq.cm Conforming to IS;13095 standards and including a set of GI flanges as per BS-10 table 1 including bolt nuts, GI washers, and neoprene rubber gaskets Complete etc.,
2 nos. check valve with CI body and cast steel disc pressure rating PN-16 Kg / sq.cm including a set of GI flanges as per BS-10 table 1 including bolt nuts, GI washers, and neoprene rubber gaskets Complete etc.,
1no. pressure gauge 4" dial with valve tee and fittings.
The pump shall be suitable for the following requirements
Flow rate - 330 Cu.m / hr (3W)
Head Range - 15 mtr.
52 | LANDSCAPE IRRIGATION PUMP
| Supplying, installing, testing and commissioning of 2 Nos. of monobloc submersible type Flush water pumps (one working + one stand by) for pumping the water from STP treated U.G. sump to Landscape area. The cost shall include necessary Control Valves, Pressure Guage, Y strainer and Non-Return Valves. The pump shall be coupled to adequate H.P. electrical motor, mounted on a common base frame. | SET |  |  |  | 1 | 0 | 1 |  |  | 0 | 0 | 0 | 0
Receiving, Storing, Shifting to work place, Installation, Testing & Commissioning of Built - in electrical control panel with motor starter relays, single / three phase preventor, dry run protection, indicating lamps, ON - OFF push buttons, alarm indication with signal in the event of pump failure, etc., and shall be suitable for 415 +/- 10% volts & 50Hz electric supply.
| 4 nos. cast iron butterfly valves of CI body and spheroidal graphite iron disc (SG iron),with nitrile rubber seal, tested to 10 kg / sq.cm Confrming to IS;13095 standards and including a set of GI flanges as per BS-10 table 1 including bolt nuts, GI washers, and neoprene rubber gaskets Complete etc., | [13 empty] | Pump should have auto ON/OFF system with water level indicator system. | Updated
2 nos. check valve with CI body and cast steel disc pressure rating PN-16 Kg / sq.cm including a set of GI flanges as per BS-10 table 1 including bolt nuts, GI washers, and neoprene rubber gaskets Complete etc.,
1no. pressure gauge 4" dial with valve tee and fittings.
The pump shall be suitable for the following requirements
Flow rate - 15 Cu.m / hr (1w+1s)
Head Range - 30 to 40 mtr.
53 | RAIN WATER TRANSFER PUMP
| Supplying, installing, testing and commissioning of 2 Nos. of monobloc submersible type Rain water pumps (one working + one stand by) for pumping the water from rain water U.G. sump to water filter. The cost shall include necessary Control Valves, Pressure Guage, Y strainer and Non-Return Valves. The pump shall be coupled to adequate H.P. electrical motor, mounted on a common base frame. | SET |  |  |  | 1 | 0 | 1 |  |  | 0 | 0 | 0 | 0
Receiving, Storing, Shifting to work place, Installation, Testing & Commissioning of Built - in electrical control panel with motor starter relays, float switches, single / three phase preventor, dry run protection, indicating lamps, ON - OFF push buttons, alarm indication with signal in the event of pump failure, etc., and shall be suitable for 415 +/- 10% volts & 50Hz electric supply.
4 nos. cast iron butterfly valves of CI body and spheroidal graphite iron disc (SG iron),with nitrile rubber seal, tested to 10 kg / sq.cm Conforming to IS;13095 standards and including a set of GI flanges as per BS-10 table 1 including bolt nuts, GI washers, and neoprene rubber gaskets Complete etc.,
| 2 nos. check valve with CI body and cast steel disc pressure rating PN-16 Kg / sq.cm including a set of GI flanges as per BS-10 table 1 including bolt nuts, GI washers, and neoprene rubber gaskets Complete etc., | [13 empty] | Pump should have auto ON/OFF system with water level indicator system. | Updated
1no. pressure gauge 4" dial with valve tee and fittings.
The pump shall be suitable for the following requirements
Flow rate - 11 Cu.m / hr (1w+1s)
Head Range - 30 mtr.
54 | Supplying, Installation, testing and commissioning of Hybrid Heat Pumps (combination of solar panel + Heat Pump) so that preheated water from solar panel will be used further by heat pump with the following duty condition and specifications for generation and distribution of hot water. The Heat Pump shall have the following specifications : | [13 empty] | Mention heat pump rating. Where are the solar panel capacity and other details. Mention Electrical panel & starter details. | Updated
a | Hot water requirement per hour : 250 Litre/Hour each unit (1 Working + 1 Assisting) Total Heating capacity : 15kw (each pump) Input power for each pump : 4 kw (each pump) | SET |  |  | 1 |  | 0 | 1 |  |  | 0 | 0 | 0 | 0
b | Storage Tank Capacity : 1000 Litre x 1 nos of MS Tank with glass lining (Pressurised Tank (max-4 bar)) 1 No. | SET |  |  | 1 |  | 0 | 1 |  |  | 0 | 0 | 0 | 0 | No SS tank. | Updated
Output Hot water temperature : 55 deg C
Compressor : Hermetically Sealed Scroll Compressor Unit
Evaporator / cold side heat exchanger
Condenser / hot side heat exchanger
Flow regulation valve & Temperature Gauge as required
Check valve as required
Visual indication , Necessary Internal controls
Input power supply - 380V/3Ph/50Hz
Inlet water temperature - 10 deg C
Outlet water temperature - 55deg C
Co-efficient of performance - 4
c | Receiving, Storing, Shifting to work place, Installation, Testing & Commissioning of electrical control panel for heat pump with motor starter relays, three phase preventor, temperature control, temperature monitoring system, indicating lamps, ON - OFF push buttons, alarm indication with signal in the event of heat pump failure, etc., and shall be suitable for 415 +/- 10% volts & 50Hz electric supply. | SET |  |  | 1 |  | 0 | 1 |  |  | 0 | 0 | 0 | 0
RECIRCULATION PUMPS
55 | Supplying, Installing, Testing & Commissioning at site hot water recirculation pump, Timer controlled with suitable pressure switch, dry run protection & BMS compatible complete in all respects.. Pump capacity 4.0 m3/hr @ 15m head. 1W+1S with all accessories, panel and cable from panel to pump | SET |  |  | 1 |  | 0 | 1 |  |  | 0 | 0 | 0 | 0
Receiving, Storing, Shifting to work place, Installation, Testing & Commissioning of Built - in electrical control panel with motor starter relays, timer based control, single / three phase preventor, dry run protection, indicating lamps, ON - OFF push buttons, alarm indication with signal in the event of pump failure, etc., and shall be suitable for 415 +/- 10% volts & 50Hz electric supply.
4 nos. cast iron butterfly valves of CI body and spheroidal graphite iron disc (SG iron),with nitrile rubber seal, tested to 10 kg / sq.cm Conforming to IS;13095 standards and including a set of GI flanges as per BS-10 table 1 including bolt nuts, GI washers, and neoprene rubber gaskets Complete etc.,
2 nos. check valve with CI body and cast steel disc pressure rating PN-16 Kg / sq.cm including a set of GI flanges as per BS-10 table 1 including bolt nuts, GI washers, and neoprene rubber gaskets Complete etc.,
1no. pressure gauge 4" dial with valve tee and fittings.
56 | Installation of Evacuated glass tubes confirming to IS 16543 : 2016 used as the absorber in ETC solar Water heaters panels , supporting stands and all necessary valves and fittings. ETC will be having two concentric tubes with vacuum between the tubes. The inner tube of outer surface is coated with (AI-N-AI) for excellent solar radiation & absorption. There will be provision of heating by back up instant geysers in the absence of sufficient solar radiation. The system shall be Gravity flow as per IS standards.
| Capacity-500Lts | Nos |  |  | 4 |  |  | 4 |  |  | 0 | 0 | 0 | 0
57 | Supply, installation, testing and commissioning of Hot Normal Cold Water Purifier RO+UV Mineral Water Purifier +TDS Controller with UV Chamber is made of Stainless Steel 304, get hot water with a capacity of 2lit/minute and temperature ranging 80 to 90 Degree, Get cold water from the purifier with a capacity of 2 lit/minute and temperature ranging 15 to 20 degree, 8 Stage Ultra-Purification process with Mineral Technology with Inbuilt TDS; Removes all the heavy metals, E.coli virus and other harmful substances through water pressure while letting all essentials minerals pass through. Saves water through a good recovery rate, Removes all the particles till 5 micron size with TDS controller | Nos |  | 2 | 4 |  |  | 6 |  |  | 0 | 0 | 0 | 0
58 | Supply, installation, testing and commissioning of Grease separator made of polyethylene as per DIN EN 1825; proven Stability of 50 years; for below ground installation; overall dia of 1320 mm.; with ventilation provision; emptying via suction line DN 65 PN 10; counter flange with fire hose quick coupling 75B and 2½" blank cap and satisfy reaction to fire Class A . Standard odour tight top cover of 600 mm dia. clear opening; frame made of concrete material and cover made of cast iron; with raising tube, load class A15 according to EN 124 Inlet and outlet dia: DN 110/15 Aco Grease separator Nx10 model: Below ground installation article no.3210.81.00 + Fire Tender load class cover article no:3300.17.00 | SET |  |  |  | 1 | 0 | 1 |  |  | 0 | 0 | 0 | 0
For kitchen and dining. (1300 meals, 5 hrs kitchen working)
| C/O SUMMARY of E | [7 empty] | 0 | 0 | 0 | 0 | 0 | 0

## PHE-LOM (hidden)
LIST OF APPROVED MAKES – APF Field School, Khargone
SL. NO | ITEM DESCRIPTION | MAKE
1 | CPVC PIPE | ASTRAL/ SUPREME / PRINCE
2 | CPVC FITTINGS | ASTRAL/ SUPREME / PRINCE
3 | BUTTERFLY VALVE (50mm to 100mm) | ZOLOTO/INTERVALVE / AUDCO
4 | NON RETURN VALVE | ZOLOTO/INTERVALVE / AUDCO
5 | BALL VALVE (15mm to 40mm) | ZOLOTO/ RB/ LEGRIS
6 | AIR RELEASE VALVE | ZOLOTO/ RB/LEGRIS
7 | WATER METER | DASMESH / ACTERIS Kranti / Venaqua
8 | ANCHOR FASTNER / 'U' CLAMPS | HILTI
9 | RCC HUME PIPES | INDIAN HUME PIPE/ Southern Concrete Industries
10 | UPVC PIPES (SWR Quality) | ASTRAL/ SUPREME / PRINCE
11 | PVC PIPES (Agricultural series) | ASTRAL/ SUPREME / PRINCE
12 | PVC FITTINGS ( Fabricated) | ASTRAL/ SUPREME / PRINCE
13 | PVC FITTINGS (Moulded) | ASTRAL/ SUPREME / PRINCE
14 | PVC FLOOR TRAPS (Moulded) | ASTRAL/ SUPREME / PRINCE
15 | MANHOLE COVER - FRP | SINTEX/FIBROCAST/AAGAM
16 | MANHOLE COVER - (RCC Precast) | RAJVAIBHAV/ Neco /SOUTHERN CONCRETE
17 | LEVEL CONTROLLERS | AQUA INTECL TECH / VINAYAKA
18 | INSULATION FOR GI BURIED PIPES | PYPEKOTE / TAPEX / IWL
19 | ENAMEL PAINT | ASIAN PAINTS / Berger
20 | EWC CONNECTORS | MULTICWIK / Pan connectors
21 | HOT WATER PIPE INSULATION | K-flex / Arma-flex
22 | AIR ADMITENCE VALVE | STUDOR/DIN CERTCO/ ESSENCO
23 | PRESSURE REDUCING VALVE | HAWK / RB/ VARIE
24 | Y' STRAINER | RB / TBS / CIMBRIO
25 | PUMPS- submersible pumps Transfer pumps | LUBI/SAKTHI/Kirloskar
26 | Pumps – Sewage Pump | LUBI/SAKTHI/Kirloskar
27 | Pumps – Basement Collection Drainage Pump | LUBI/SAKTHI/Kirloskar
28 | uPVC - SCHEDULE 40 | ASTRAL/ SUPREME / PRINCE
29 | SS GRATINGS | VIKING
30 | Sanitary fittings | PARRYWARE/ JAQUAR/ HINDWARE
31 | CP Fittings | PARRYWARE/ JAQUAR/ HINDWARE
32 | Welding Rods | Esab /Advani
33 | GI Pipes and Fittings | TATA / Jindal (Hissar)
34 | Heat Pump & ETC panel | AO Smith / Bajaj / Racold / V-Guard
35 | Hot & Cold Water Dispenser | Ion Exchange / Bluestar / Eureka Forbes
36 | Anti Vibration Mounting & SS Exp. Joints | Kanwal Industrial Corporation/Dunlop/Resistoflex
37 | Cast Iron Pipes & Fittings | BIC Calcutta/ NECO JASWAL/ Crecent foundary
38 | flush tank and plate | Geberit
LIST OF APPROVED MAKES FOR WTP – Khargone Project
SL. NO | ITEM DESCRIPTION | MAKE
1 | FILTER FEED PUMPS | LUBI/SAKTHI/Kirloskar
2 | CHLORINE DOSING PUMP | ASIA – LMI / CHEMIDUTY
3 | PVC PIPES AND FITTINGS | ASTRAL/ SUPREME / PRINCE
4 | PRESSURE GAUGE | H - GURU / FIEBIG
5 | LEVEL SWITCH | LUBI/SAKTHI/Kirloskar
6 | CAST IRON BUTTERFLY VALVES | ZOLOTO/INTERVALVE / AUDCO
7 | NON RETURN VALVES (FLAP TYPE) | ZOLOTO/INTERVALVE / AUDCO
8 | BALL VALVES | RB /ZOLOTO/ INTERVALVE
9 | LEVEL CONTROLLERS | AQUA INTELTECH / VINAYAKA
10 | ENAMEL PAINT | ASIAN PAINTS / BERGER
11 | TERMINATION LUGS | DOWELLS / ELBI
12 | PVC INSULATED COPPER WIRES | POLYCAB/KEI/APAR
13 | POWER CABLES | POLYCAB/KEI/APAR
14 | RESINS | THERMAX/ION EXCHAGE
15 | MULTIPORT VALVE | PENTAIR /ASTRAL/AVENTURA
16 | WATER METER | DASH MESH / KRANTI/ITRON
17 | MS Plate for Filter / Softener | CRCA 'TATA make
18 | DRY RUN PROTECTION | MINILEC/L&T/Schinder
19 | Switch Gear | Schinder/Legrand/L&T

## Qty-Take off (3) (hidden)
SANITARY FIXTURES
SL.NO | FLOOR MOUNTED EWC | IWC | FLAT BACK WB | COUNTER TYPE WB | SH | HF | UR | WATER FOUNTAIN BIB TAPS | JANITOR | WATER DISPENSOR (NORMAL+COLD) | GRATING 125 | CORECUT 125 | FLOOR TRAPS (SH,WC & WF) | MFT 4'' (Ground Floor) | Urinal trap | 4''P trap | SINGLE BOWL SINK | SB WITH DRAIN BORAD | FLOOR CLEAN OUT | TOWEL RING | TOWEL RAIL | SOAP TRAY | LONG BODY BIB COCK(IWC)
G FL | 19 | 6 | 13 | 26 | 11 | 19 | 11 | 75 | 1 | 3 | 12 | 19 | 12 |  |  | 17 | 5 | 6 | 8 | 39 | 11 | 39 | 6
1 FL | 16 | 10 |  | 16 | 11 | 16 | 10 | 2 | 1 | 2 | 58 | 16 | 58 |  | 4 | 15 | 1 |  | 4 | 16 | 11 | 16 | 10
2 FL | 12 | 10 |  | 11 | 11 | 12 | 7 | 3 | 1 | 1 | 8 | 12 | 8 |  | 3 | 17 |  |  |  | 11 | 11 | 11 | 10
3 FL | 6 |  |  | 7 | 7 | 6 |  |  |  | 1 | 0 | 6 | [7 empty] | 7 | 7 | 7
TERRACE
Total | 53 | 26 | 13 | 60 | 40 | 53 | 28 | 80 | 3 | 7 | 78 | 53 | 78 | 0 | 7 | 49 | 6 | 6 | 12 | 73 | 40 | 73 | 26
34
INTERNAL DRAINAGE
INTERNAL QUANTITY |  |  |  |  | SHAFT QUANTITY (S&W) | [5 empty] | SHAFT QUANTITY (RW&BD) |  |  |  |  | EXTERNAL QUANTITY (S&W) |  |  | EXTERNAL QUANTITY (RW)
SL.NO | 110mm | 75 mm | 50 mm | 40 mm | 160 mm | 110 mm | 110 mm | 75 mm | 63 mm | 50 mm | 160 mm | 110 mm | 75 mm | 63 mm | 50 mm | 160 mm | 110 mm | 75 mm | 250MM | 160MM | 110MM | 75MM
G FL | 382 | 217.4 | 25 | 46.8 |  | 35 | 35 |  |  |  | 45 |  |  | 40
1 FL | 115.6 |  | 15 | 15 |  | 35 | 35 |  |  |  | 45 |  |  | 40
2 FL | 99 |  | 6 | 15 |  | 35 | 35 |  |  |  | 45 |  |  | 40
3 FL | 75 | 141.4 | 0 | 15 |  | 35 | 35 |  |  |  | 45 |  |  | 40
TERRACE | [5 empty] | 20 | 20 | [6 empty] | 20
TOTAL | 671.6 | 358.8 | 46 | 91.8 | 0 | 160 | 160 | 0 | 0 | 0 | 180 | 0 | 0 | 180 | 0 | 0 | 0 | 0 | 0 | 0 | 0 | 0
INCL CONTINGENCY | 805.92 | 430.56 | 55.2 | 110.16 | 0 | 192 | 192 | 0 | 0 | 0 | 216 | 0 | 0 | 216 | 0 | 0 | 0 | 0 | 0 | 0 | 0 | 0
PVC ASTM Sh 40 INTERNAL QTY (CONCEALED) |  |  |  |  | PVC ASTM Sh 40 INTERNAL QTY (SUSPENDED) |  |  |  | PVC ASTM Sh 40 INTERNAL QTY APFD |  |  |  | APET
Slno | 32 mm | 25 mm | 20 mm | 15 mm | 32 mm | 25 mm | 20 mm | 15 mm | 20 dia | 25 dia | 40 dia |  | 20 dia | 32 dia | 40 dia | 50 dia
[9 empty] | 639 | 233.6 | 389 |  | 188 | 196 | 86 | 360
[5 empty] | 50 |  |  |  | 43
10
10
10
TOTAL | 0 | 0 |  | 0 | 80 |  |  | 0 | 51.6
INCL CONTINGENCY | 0 | 0 | 0 | 0 | 96 | 0 |  | 0 | 766.8 | 280.32 | 466.8 |  | 225.6 | 235.2 | 103.2 | 432
| 20 MM DIA |  |  |  |  | 25 MM DIA |  |  |  |  | 32 MM DIA |  |  |  |  | 40 MM DIA |  |  |  |  | 50 MM DIA |  |  |  |  | 65 MM DIA
| DWS | FWS | HWS | HWR | RO | DWS | FWS | HWS | HWR | RO | DWS | FWS | HWS | HWR | RO | DWS | FWS | HWS | HWR | RO | DWS | FWS | HWS | HWR | RO | DWS | FWS | HWS | HWR | RO
SH-01 | 25 MM DIA DWS: 8; 25 MM DIA FWS: 8; 25 MM DIA HWS: 8; 25 MM DIA HWR: 8; 32 MM DIA DWS: 4; 32 MM DIA FWS: 4; 32 MM DIA HWS: 4; 32 MM DIA HWR: 4; 40 MM DIA DWS: 4; 40 MM DIA FWS: 4; 40 MM DIA HWS: 4; 40 MM DIA HWR: 4
SH-02 | 25 MM DIA DWS: 8; 25 MM DIA FWS: 8; 25 MM DIA HWS: 8; 25 MM DIA HWR: 8; 32 MM DIA DWS: 4; 32 MM DIA FWS: 4; 32 MM DIA HWS: 4; 32 MM DIA HWR: 4; 40 MM DIA DWS: 4; 40 MM DIA FWS: 4; 40 MM DIA HWS: 4; 40 MM DIA HWR: 4
SH-03 | 25 MM DIA DWS: 8; 25 MM DIA FWS: 8; 25 MM DIA HWS: 8; 25 MM DIA HWR: 8; 32 MM DIA DWS: 4; 32 MM DIA FWS: 4; 32 MM DIA HWS: 4; 32 MM DIA HWR: 4; 40 MM DIA DWS: 4; 40 MM DIA FWS: 4; 40 MM DIA HWS: 4; 40 MM DIA HWR: 4
SH-04 | 25 MM DIA DWS: 8; 25 MM DIA FWS: 8; 25 MM DIA HWS: 8; 25 MM DIA HWR: 8; 32 MM DIA DWS: 4; 32 MM DIA FWS: 4; 32 MM DIA HWS: 4; 32 MM DIA HWR: 4; 40 MM DIA DWS: 4; 40 MM DIA FWS: 4; 40 MM DIA HWS: 4; 40 MM DIA HWR: 4
SH-05 | 25 MM DIA DWS: 8; 25 MM DIA FWS: 8; 25 MM DIA HWS: 8; 25 MM DIA HWR: 8; 32 MM DIA DWS: 4; 32 MM DIA FWS: 4; 32 MM DIA HWS: 4; 32 MM DIA HWR: 4; 40 MM DIA DWS: 4; 40 MM DIA FWS: 4; 40 MM DIA HWS: 4; 40 MM DIA HWR: 4
SH-06 | 25 MM DIA DWS: 8; 25 MM DIA FWS: 8; 25 MM DIA HWS: 8; 25 MM DIA HWR: 8; 32 MM DIA DWS: 4; 32 MM DIA FWS: 4; 32 MM DIA HWS: 4; 32 MM DIA HWR: 4; 40 MM DIA DWS: 4; 40 MM DIA FWS: 4; 40 MM DIA HWS: 4; 40 MM DIA HWR: 4
SH-07 | 32 MM DIA DWS: 4; 32 MM DIA FWS: 4; 40 MM DIA DWS: 12; 40 MM DIA FWS: 12
SH-08 | 32 MM DIA DWS: 4; 32 MM DIA FWS: 4; 32 MM DIA RO: 4; 40 MM DIA DWS: 12; 40 MM DIA FWS: 12; 40 MM DIA RO: 12
SH-09 | 20 MM DIA DWS: 12; 20 MM DIA FWS: 12; 20 MM DIA RO: 12
SH-10 | 20 MM DIA DWS: 4; 20 MM DIA FWS: 4; 20 MM DIA RO: 4
SH-11 | 20 MM DIA DWS: 4; 20 MM DIA FWS: 4; 20 MM DIA RO: 4
SH-12 | 20 MM DIA DWS: 4; 20 MM DIA FWS: 4; 20 MM DIA RO: 4
SH-13 | 20 MM DIA DWS: 4; 20 MM DIA FWS: 4; 20 MM DIA RO: 4
SH-14 | 20 MM DIA DWS: 4; 20 MM DIA FWS: 4; 20 MM DIA RO: 4
SH-15 | 20 MM DIA DWS: 4; 20 MM DIA FWS: 4; 20 MM DIA RO: 4
PUMPING LINE | 50 MM DIA DWS: 100; 50 MM DIA FWS: 100
TERRACE RING | 40 MM DIA HWS: 80; 40 MM DIA HWR: 80; 40 MM DIA RO: 80; 50 MM DIA DWS: 80; 50 MM DIA FWS: 80
TOTAL | 36 | 36 | 0 | 0 | 36 | 48 | 48 | 48 | 48 | 0 | 32 | 32 | 24 | 24 | 4 | 48 | 48 | 104 | 104 | 92 | 180 | 180 | 0 | 0 | 0 | 0 | 0 | 0 | 0 | 0
BUTTERFYL VALVE | 20 MM DIA FWS: 20 DIA; 20 MM DIA HWS: 25 DIA; 20 MM DIA HWR: 32 DIA; 20 MM DIA RO: 40 DIA; 25 MM DIA DWS: 50 DIA; 25 MM DIA FWS: 65 DIA
SH-01 | 20 MM DIA FWS: 12; 20 MM DIA HWS: 4; 20 MM DIA HWR: 2; 20 MM DIA RO: 2
SH-02 | 20 MM DIA FWS: 12; 20 MM DIA HWS: 4; 20 MM DIA HWR: 2; 20 MM DIA RO: 2
SH-03 | 20 MM DIA FWS: 12; 20 MM DIA HWS: 4; 20 MM DIA HWR: 2; 20 MM DIA RO: 2
SH-04 | 20 MM DIA FWS: 12; 20 MM DIA HWS: 4; 20 MM DIA HWR: 2; 20 MM DIA RO: 2
SH-05 | 20 MM DIA FWS: 12; 20 MM DIA HWS: 4; 20 MM DIA HWR: 2; 20 MM DIA RO: 2
SH-06 | 20 MM DIA FWS: 12; 20 MM DIA HWS: 4; 20 MM DIA HWR: 2; 20 MM DIA RO: 2
SH-07 | 20 MM DIA HWR: 4; 20 MM DIA RO: 2
SH-08 | 20 MM DIA HWS: 1; 20 MM DIA HWR: 8; 20 MM DIA RO: 2
SH-09 | 20 MM DIA FWS: 4; 20 MM DIA RO: 2
SH-10 | 20 MM DIA FWS: 2; 20 MM DIA RO: 2
SH-11 | 20 MM DIA FWS: 2
SH-12 | 20 MM DIA FWS: 2
SH-13 | 20 MM DIA FWS: 2
SH-14 | 20 MM DIA FWS: 2
SH-15 | 20 MM DIA FWS: 7
TERRACE | 20 MM DIA HWR: 1; 25 MM DIA DWS: 12
[6 empty] | 6 |  |  | 1.8
TOTAL | 20 MM DIA FWS: 93; 20 MM DIA HWS: 25; 20 MM DIA HWR: 25; 20 MM DIA RO: 20; 25 MM DIA DWS: 18; 25 MM DIA FWS: 0; 25 MM DIA HWR: 6.3
CHAMBERS | bar: 20 MM DIA DWS to 20 MM DIA FWS
450 X 450 (GT) | 20 MM DIA DWS: 16
600 X 600(IC) | 20 MM DIA DWS: 31
1000X1000(MH) | bar: 20 MM DIA DWS
600 X 600(CB) | 20 MM DIA DWS: 58
EXTERNAL QUANTITY (SEWAGE ) | bar: 20 MM DIA DWS to 20 MM DIA HWR
SL.NO | 20 MM DIA DWS: 160mm; 20 MM DIA FWS: 110 mm; 20 MM DIA HWS: 75 mm
G FL | 20 MM DIA DWS: 435.6
TOTAL | 20 MM DIA DWS: 435.6
INCL CONTINGENCY | 20 MM DIA DWS: 522.72
EXTERNAL (RCC HUME PIPE ) FOR ROAD CROSSINGS | bar: 20 MM DIA DWS to 20 MM DIA HWR
200
G FL | 20 MM DIA DWS: 55.6
INCL CONTINGENCY | 20 MM DIA DWS: 66.72
EXTERNAL QUANTITY (RAIN WATER | bar: 20 MM DIA DWS to 20 MM DIA HWR
SL.NO | 20 MM DIA DWS: 160mm; 20 MM DIA FWS: 110 mm; 20 MM DIA HWS: 75 mm
G FL | 20 MM DIA DWS: 369.4
TOTAL | 20 MM DIA DWS: 369.4
INCL CONTINGENCY | 20 MM DIA DWS: 443.28; 25 MM DIA HWS: 1552.56
EXTERNAL QUANTITY (STORM WATER) | bar: 20 MM DIA DWS to 20 MM DIA HWR
| 250MM | 200MM | 160MM
GF | 20 MM DIA DWS: 25; 20 MM DIA FWS: 208; 20 MM DIA HWS: 488.8
TOTAL | 20 MM DIA DWS: 25; 20 MM DIA FWS: 208; 20 MM DIA HWS: 488.8
INCL CONTINGENCY | 20 MM DIA DWS: 30; 20 MM DIA FWS: 249.6; 20 MM DIA HWS: 586.56
600 X 600(CB) | 20 MM DIA DWS: 33
450MM WIDE STORM SWALE | 20 MM DIA DWS: 195.5
450MM WIDE STORM DRAIN | 20 MM DIA DWS: 37.8
600x750 mm DRAIN GUTTER | 20 MM DIA DWS: 14.4
PRM LINE 3 NOS | 20 MM DIA DWS: 640
RECHARGE PITS | 20 MM DIA DWS: 6 NOS
CATCH BASIN WITH RECHARGE PITS | 20 MM DIA DWS: 10 NOS
SUBMERSIBLE PUMPS (3W+1S)
KITCHEN | bar: 20 MM DIA DWS to 20 MM DIA FWS
DESCRIPTION | 20 MM DIA DWS: Ground; 20 MM DIA FWS: TOTAL(INC CONTI)
DOUBLE BOWL SINK | bar: 20 MM DIA DWS to 20 MM DIA FWS
SINGLE BOWL SINK | 20 MM DIA DWS: 4; 20 MM DIA FWS: 4
110MM CI PIPES | 20 MM DIA DWS: 39.13; 20 MM DIA FWS: 44.9995
75MM CI PIPES | 20 MM DIA DWS: 57.1; 20 MM DIA FWS: 65.665
40MM DWS | 20 MM DIA DWS: 19; 20 MM DIA FWS: 21.85
32MM DWS | 20 MM DIA DWS: 8; 20 MM DIA FWS: 9.2
25MM DWS | 20 MM DIA DWS: 20.5; 20 MM DIA FWS: 23.575
20MM DWS | 20 MM DIA DWS: 55.9; 20 MM DIA FWS: 64.285
40MM R.O | 20 MM DIA DWS: 19; 20 MM DIA FWS: 21.85
32MM R.O | 20 MM DIA DWS: 8; 20 MM DIA FWS: 9.2
25MM R.O | 20 MM DIA DWS: 14; 20 MM DIA FWS: 16.1
20MM R.O | 20 MM DIA DWS: 31.56; 20 MM DIA FWS: 36.294
20MM HWS | 20 MM DIA DWS: 18.93; 20 MM DIA FWS: 21.7695
GEYSER | 20 MM DIA DWS: 6; 20 MM DIA FWS: 6
FLOOR TRAPS | 20 MM DIA DWS: 21; 20 MM DIA FWS: 21
UG-SUMP PUDDLE FLANGES | bar: 20 MM DIA DWS
DIA | 20 MM DIA DWS: QTY
200 MM DIA | bar: 20 MM DIA DWS
100 MM DIA | 20 MM DIA DWS: 8
80MM DIA | 20 MM DIA DWS: 7
50MM DIA | 20 MM DIA DWS: 3
MANHOLE
i. 600X600MM | 20 MM DIA DWS: 3
ii. 900X600MM | 20 MM DIA DWS: 3
RUNGS | 20 MM DIA DWS: 27
Note on J5: User: APET
Note on O5: User: SCHOOL BLOCK- 2 FLOORS
Note on S5: User: Chemistry lab (7)
Note on T5: User: kitchen area
Note on U5: User: DI
Note on J6: User: DI BLOCK
Note on O6: User: GH ABOVE FLOORS
Note on S6: User: Biology lab (32)
Note on U6: User: SCHOOL
Note on J7: User: EXTERNAL
Note on O7: User: DI BLCOK 2ND FLOOR
Note on O12: User: GH + DI INCL URT
Note on C19: User: GH+ DI BLOCK 110 DIA SP
Note on C20: User: GH- BLOCK- ALL TOI
Note on E20: User: DI BLOCK URINALS
Note on C21: User: GH BLOCK- APFD
Note on D21: User: GH WASTE PIPE+ DI BLOCK
Note on K29: User: gh toilets
Note on L29: User: DI BLOCK DWS & FWS SH-01 -07 GH BLOCKS INCL HWS & HWR
Note on M29: User: SCHOOL BLOCK + DI
Note on O29: User: SH-08-15 DWS & FWS+ DI BLOCK+RO GF- LAB AREA
Note on P29: User: SCHOOL BLOCK SH-01 -07 DWS +FWS+RO KITCHEN DWS & RO
Note on Q29: User: SCHOOL BLOCK- TERRACE WATER RO
Note on R29: User: SCHOOL BLOCK- TERRACE WATER SUPPLY + RO
Note on K30: User: di
Note on G74: User: HOT WATER SUPPLY FOR GH BLOCK+ RO WATER SUPPLY FOR SCHOOL BLOCKS
Note on H80: User: GUEST HOUSE PUMPING LINE 2 NOS
Note on H81: User: SCHOOL BLOCK TERRACE
Note on C86: User: ic + Service chamnbers
Note on C87: User: BEFORE STP CONNECTION
Note on C88: User: STORM WATER + RAIN WATER
Note on C122: User: Future ext
Note on C123: User: Road crossings

## External blocks (hidden)
Drivers Waiting room
Site Clearance | 1 | 19.88 |  |  | 19.88 | Sqm
Exavation
F1 | 4 | 1.5 | 1.35 | 1.5 | 12.15
SCB | 6 | 0.6 | 0.6 | 0.6 | 1.296
| 2 | 0.6 | 0.9 | 0.6 | 0.648
14.094
F1 | 4 | 1.5 | 1.35 | 1.5 | 12.15
Backfilling |  |  |  |  | 26.244
Footing PCC |  |  |  |  | -2.1326
Footing RCC |  |  |  |  | -2.43
Column Upto Plinth |  |  |  |  | -1.1475
20.5339
Footing PCC
F1 | 4 | 1.35 | 1.5 | 0.1 | 0.81
SCB | 6 | 0.6 | 0.6 | 0.1 | 0.216
| 2 | 0.6 | 0.9 | 0.1 | 0.108
Plinth Beam PCC | [5 empty] | 1.134
PB1 | 1 | 18.076 | 0.4 | 0.1 | 0.72304
PB2 | 1 | 7.872 | 0.35 | 0.1 | 0.27552
[5 empty] | 2.1326 | 0.99856
Floor PCC | 1 | 19.88 |  | 0.1 | 1.988
Footing RCC
F1 &F1a | 4 | 1.2 | 1.35 | 0.375 | 2.43
2.43
Column Pedastal
F1a | 2 | 0.6 | 0.75 | 0.4 | 0.36
0.36
Column Upto Plinth
C1 | 4 | 0.3 | 0.45 | 2.125 | 1.1475
1.1475
Column from FF to Slab
C1 | 4 | 0.3 | 0.45 | 3.144 | 1.6978
1.6978
Plinth Beam
PB1 | 1 | 18.076 | 0.2 | 0.45 | 1.6268
PB2 | 1 | 7.872 | 0.15 | 0.45 | 0.53136
2.1582
SC Block | 6 | 0.4 | 0.4 | 1.0598 | 1.0174
| 2 | 0.4 | 0.7 | 1.0598 | 0.59346
Roof Beam
B1 | 1 | 4.291 | 0.2 | 0.6 | 0.51492
B1 | 1 | 4.258 | 0.2 | 0.6 | 0.51096
B1 | 1 | 3.524 | 0.2 | 0.45 | 0.31716
B1 | 1 | 2.989 | 0.2 | 0.45 | 0.26901
1.612
Lintel
D101 | 2 | 0.95 | 0.2 | 0.15 | 0.057
W13 | 2 | 0.6 | 0.2 | 0.15 | 0.036
0.093
Formwork
Footing RCC
F1 &F1a | 4 | 5.1 |  | 0.375 | 7.65
7.65
Column Pedastal
F1a | 2 | 2.7 |  | 0.4 | 2.16
2.16
Column Upto Plinth
C1 | 4 | 2.7 |  | 2.125 | 22.95
22.95
Column from FF to Slab
C1 | 4 | 2.7 |  | 3.144 | 33.9552
33.9552
Plinth Beam
PB1 | 1 | 18.076 |  | 1.1 | 19.8836
PB2 | 1 | 7.872 |  | 1.05 | 8.2656
28.1492
SC Block | 6 | 0.4 | 0.4 | 1.0598 | 1.0174
| 2 | 0.4 | 0.7 | 1.0598 | 0.59346
Roof Beam
B1 | 1 | 4.291 |  | 1.4 | 6.0074
B1 | 1 | 4.258 |  | 1.4 | 5.9612
B1 | 1 | 3.524 |  | 1.1 | 3.8764
B1 | 1 | 2.989 |  | 1.1 | 3.2879
19.1329
Lintel
D101 | 2 | 0.95 |  | 0.55 | 1.045
W13 | 2 | 0.6 |  | 0.55 | 0.66
1.705
Drivers room
Blockwork | 1 | 3.981 |  | 3.241 | 12.9024
| 1 | 3.533 |  | 3.241 | 11.4505
| 1 | 4.258 |  | 3.241 | 13.8002
Deduct Opening | -1 | 1.699 |  | 2.1 | -3.5679
| 1 | 3.262 |  | 3.241 | 10.5721
Deduct Opening | -1 | 1.699 |  | 2.1 | -3.5679
| 1 | 3.322 |  | 3.241 | 10.7666
Deduct Opening | -1 | 1.484 |  | 2.1 | -3.1164
49.2396
100mm thick wall
PHE Shaft+Toilet wall | 2 | 2.46 |  | 3.071 | 15.1093
Deduct W13 | -2 | 0.6 |  | 0.545 | -0.654
| 1 | 1.484 |  | 2.49 | 3.6952
18.1505
Pointing
Drivers room
Blockwork | 2 | 3.981 |  | 3.241 | 25.8048
| 2 | 3.533 |  | 3.241 | 22.9009
| 2 | 4.258 |  | 3.241 | 27.6004
Deduct Opening | -2 | 1.699 |  | 2.1 | -7.1358
| 2 | 3.262 |  | 3.241 | 21.1443
Deduct Opening | -2 | 1.699 |  | 2.1 | -7.1358
| 2 | 3.322 |  | 3.241 | 21.5332
Deduct Opening | -2 | 1.484 |  | 2.1 | -6.2328
100mm thick wall
PHE Shaft+Toilet wall | 4 | 2.46 |  | 3.071 | 30.2186
Deduct W13 | -4 | 0.6 |  | 0.545 | -1.308
| 2 | 1.484 |  | 2.49 | 7.3903
134.7802
Double polished Kota
Waiting area | 1 | 12.3 |  |  | 12.3
Leather Finish
Treads | 2 | 0.3 |  | 0.9 | 0.54
Risers | 3 | 0.15 |  | 0.9 | 0.405
Toilet 1 | 1 | 2.34 |  |  | 2.34
Toilet 2 | 1 | 2.3 |  |  | 2.3
Cement Flooring | 1 | 0.889 |  |  | 0.889
Cement Skirting | 1 | 15.539 |  |  | 15.539
Toilet Dado
toilet 1 | 1 | 6.928 |  | 2.1 | 14.5488
Deduct Door | -1 | 0.75 |  | 2.1 | -1.575
Toilet2 | 1 | 6.871 |  | 2.1 | 14.4291
Deduct Door | -1 | 0.75 |  | 2.1 | -1.575
Wash basin | 1 | 1.484 |  | 2.1 | 3.1164
28.9443
Above tile Plastering
toilet 1 | 1 | 6.928 |  | 0.7095 | 4.9154
Toilet2 | 1 | 6.871 |  | 0.7095 | 4.875
Wash basin | 1 | 1.484 |  | 0.672 | 0.99725
10.7876
Painting External Wall | 1 | 18.077 |  | 3.28 | 59.2926
Deduct Opening | -1 | 1.698 |  | 2.322 | -3.9428
55.3498
Joinery Work
D101 | 2 | 0.75 |  | 2.1 | 3.15
W13 | 2 | 0.6 |  | 0.545 | 0.654
Electrical room
Surface Cleaning | 1 | 95.398 |  |  | 95.398
Exavation
F3 | 6 | 2.05 | 2.2 | 1.5 | 40.59
SCB | 4 | 0.6 | 0.6 | 0.6 | 0.864
41.454
F3 | 6 | 2.05 | 2.2 | 1.5 | 40.59
Backfilling |  |  |  |  | 82.044
Footing PCC |  |  |  |  | -4.2176
Footing RCC |  |  |  |  | -12.2692
Column Upto Plinth |  |  |  |  | -1.9238
63.6334
Footing PCC
F3 | 6 | 2.05 | 2.2 | 0.1 | 2.706
Plinth Beam
PB1 | 1 | 34.191 | 0.4 | 0.1 | 1.3676
SCB | 4 | 0.6 | 0.6 | 0.1 | 0.144
4.2176
Floor PCC | 1 | 57.666 |  | 0.1 | 5.7666
Footing RCC
F3 | 6 | 1.9 | 2.05 | 0.525 | 12.2692
12.2692
Column Upto Plinth
C301 | 2 | 0.3 | 0.45 | 2.375 | 0.64125
C302 | 4 | 0.3 | 0.45 | 2.375 | 1.2825
1.9238
Column from FF to Slab
C301 | 2 | 0.3 | 0.45 | 3.05 | 0.8235
C302 | 4 | 0.3 | 0.45 | 3.05 | 1.647
2.4705
Plinth Beam
PB1 | 1 | 34.191 | 0.2 | 0.45 | 3.0772
3.0772
SC Block | 4 | 0.4 | 0.4 | 1.0598 | 0.67824
Lintel
Doors
2Hr Fire rated Doors
D102 | 2 | 1.5 | 0.2 | 0.15 | 0.09
W106 | 4 | 1.2 | 0.2 | 0.15 | 0.144
0.234
Formwork
Footing RCC
F3 | 6 | 7.9 |  | 0.525 | 24.885
24.885
Column Upto Plinth
C301 | 2 | 1.5 |  | 2.375 | 7.125
C302 | 4 | 1.5 |  | 2.375 | 14.25
21.375
Column from FF to Slab
C301 | 2 | 1.5 |  | 3.05 | 9.15
C302 | 4 | 1.5 |  | 3.05 | 18.3
27.45
Plinth Beam
PB1 | 1 | 34.191 |  | 1.1 | 37.6101
37.6101
Lintel
Doors
2Hr Fire rated Doors
D102 | 2 | 1.5 |  | 0.5 | 1.5
W106 | 4 | 1.2 |  | 0.5 | 2.4
3.9
Masonry
DG Rom | 1 | 5.725 |  | 2.45 | 14.0263
Deduct W106 | -2 | 1.2 |  | 1.6 | -3.84
| 1 | 5.044 |  | 2.45 | 12.3578
| 1 | 5.88 |  | 2.45 | 14.406
Deduct W106 | -2 | 1.2 |  | 1.6 | -3.84
| 1 | 4.9 |  | 2.45 | 12.005
Deduct D102 | -1 | 1.5 |  | 2.1 | -3.15
Electrical Room | 1 | 5.292 |  | 2.45 | 12.9654
| 1 | 5.155 |  | 2.45 | 12.6298
| 1 | 2.533 |  | 2.45 | 6.2058
Deduct D102 | -1 | 1.5 |  | 2.1 | -3.15
70.6161
Pointing
DG Rom | 2 | 5.725 |  | 2.45 | 28.0525
Deduct W106 | -4 | 1.2 |  | 1.6 | -7.68
| 2 | 5.044 |  | 2.45 | 24.7156
| 2 | 5.88 |  | 2.45 | 28.812
Deduct W106 | -4 | 1.2 |  | 1.6 | -7.68
| 2 | 4.9 |  | 2.45 | 24.01
Deduct D102 | -2 | 1.5 |  | 2.1 | -6.3
Electrical Room | 2 | 5.292 |  | 2.45 | 25.9308
| 2 | 5.155 |  | 2.45 | 25.2595
| 2 | 2.533 |  | 2.45 | 12.4117
Deduct D102 | -2 | 1.5 |  | 2.1 | -6.3
141.2321
Flooring
DG room | 1 | 32.73 |  |  | 32.73
Electrical Panel Room | 1 | 17.243 |  |  | 17.243
49.973
Steps | 5 | 0.9 | 0.3 |  | 1.35
| 7 | 0.9 | 0.15 |  | 0.945
| 1 | 0.9 | 0.9 |  | 0.81
3.105
Skirting
DG room | 1 | 22.972 |  |  | 22.972
Deduct door D102 | -1 | 1.5 |  |  | -1.5
Electrical Panel Room | 1 | 17.374 |  |  | 17.374
Deduct door D102 | -2 | 1.5 |  |  | -3
35.846
Doors
2Hr Fire rated Doors
D102 | 2 | 1.5 |  | 2.1
W106 | 4 | 1.2 |  | 1.6
West Security cabin
Surface Clearing | 1 | 9.973 |  |  | 9.973
Exavation
F1 | 2 | 1.5 | 1.35 | 1.5 | 6.075
F2 | 2 | 1.6 | 1.75 | 1.5 | 8.4
SCB | 2 | 0.6 | 0.6 | 0.6 | 0.432
14.907
F1 | 2 | 1.5 | 1.35 | 1.5 | 6.075
F2 | 2 | 1.6 | 1.75 | 1.5 | 8.4
14.475
Backfilling |  |  |  |  | 29.382
Footing PCC |  |  |  |  | -1.3659
Footing RCC |  |  |  |  | -2.955
Column Upto Plinth |  |  |  |  | -1.1362
23.9249
Footing PCC
F1 | 2 | 1.35 | 1.5 | 0.1 | 0.405
F2 | 2 | 1.6 | 1.75 | 0.1 | 0.56
Plinth Beam PCC | [5 empty] | 0.965
PB1 | 1 | 10.022 | 0.4 | 0.1 | 0.40088
1.3659
Floor PCC | 1 | 9.973 |  | 0.1 | 0.9973
Coping Concrete
Parapet A | 1 | 12.825 |  |  | 12.825
Footing RCC
F1 | 2 | 1.2 | 1.35 | 0.375 | 1.215
F2 | 2 | 1.45 | 1.6 | 0.375 | 1.74
2.955
Column Upto Plinth
C1 | 2 | 0.3 | 0.3 | 2.525 | 0.4545
C2 | 2 | 0.3 | 0.45 | 2.525 | 0.68175
1.1362
Column from FF to Slab
C1 | 2 | 0.3 | 0.3 | 2.55 | 0.459
C2 | 2 | 0.3 | 0.45 | 2.55 | 0.6885
1.1475
Plinth Beam
PB1 | 1 | 10.022 | 0.2 | 0.45 | 0.90198
Slab | 1 | 18.371 |  | 0.15 | 2.7556
Roof Beam
B1a | 1 | 0.626 | 0.2 | 0.45 | 0.05634
B1 | 1 | 1.352 | 0.2 | 0.45 | 0.12168
B2a | 1 | 1.635 | 0.2 | 0.45 | 0.14715
B2 | 1 | 1.352 | 0.2 | 0.45 | 0.12168
B3 | 1 | 2.829 | 0.2 | 0.45 | 0.25461
B4 | 1 | 2.489 | 0.2 | 0.45 | 0.22401
0.92547
Lintel
Doors
Powder Coatd Galvanised iron frame with galvanized iron shutter | 1 | 1.2 | 0.2 | 0.15 | 0.036
0
Powder coated Al.2 Panel Sliding with insect Mesh |  |  |  |  | 0
W101 | 1 | 1.5 | 0.2 | 0.15 | 0.045
Powder Coated aluminium fixed Glass |  |  |  |  | 0
W103 | 2 | 2.588 | 0.2 | 0.15 | 0.15528
Powder Coated aluminium Window |  |  | 0.2 | 0.15 | 0.03
W104 | 2 | 1.2 | 0.2 | 0.15 | 0.072
0.33828
Formwork
Footing
F1 | 2 | 5.1 |  | 0.375 | 3.825
F2 | 2 | 6.1 |  | 0.375 | 4.575
8.4
Column Upto Plinth
C1 | 2 | 1.2 |  | 2.525 | 6.06
C2 | 2 | 1.5 |  | 2.525 | 7.575
13.635
Column from FF to Slab
C1 | 2 | 1.2 |  | 2.55 | 6.12
C2 | 2 | 1.5 |  | 2.55 | 7.65
13.77
Plinth Beam
PB1 | 1 | 10.022 |  | 1.1 | 11.0242
Slab | 1 | 18.371 |  |  | 18.371
Roof Beam
B1a | 1 | 0.626 |  | 1.1 | 0.6886
B1 | 1 | 1.352 |  | 1.1 | 1.4872
B2a | 1 | 1.635 |  | 1.1 | 1.7985
B2 | 1 | 1.352 |  | 1.1 | 1.4872
B3 | 1 | 2.829 |  | 1.1 | 3.1119
B4 | 1 | 2.489 |  | 1.1 | 2.7379
11.3113
Lintel
Doors
Powder Coatd Galvanised iron frame with galvanized iron shutter | 1 | 1.2 |  | 0.5 | 0.6
Powder coated Al.2 Panel Sliding with insect Mesh
W101 | 1 | 1.5 |  | 0.5 | 0.75
Powder Coated aluminium fixed Glass
W103 | 2 | 2.588 |  | 0.5 | 2.588
Powder Coated aluminium Window |  |  |  | 0.5
W104 | 2 | 1.2 |  | 0.5 | 1.2
5.138
Masonry
200mm thick | 1 | 9.86 |  | 2.25 | 22.185
Deduct W101 | -1 | 1.2 |  | 1.39 | -1.668
W103 | -2 | 2.288 |  | 1.2 | -5.4912
W104 | -2 | 0.9 |  | 1.39 | -2.502
D101 | -1 | 0.9 |  | 2.1 | -1.89
Parapet A | 1 | 12.825 |  | 0.2 | 2.565
13.1988
Pointing
Internal & External wall | 2 | 9.86 |  | 2.55 | 50.286
Deduct W101 | -1 | 1.2 |  | 1.39 | -1.668
W103 | -2 | 2.288 |  | 1.2 | -5.4912
W104 | -2 | 0.9 |  | 1.39 | -2.502
D101 | -1 | 0.9 |  | 2.1 | -1.89
Parapet A | 2 | 12.825 |  | 0.2 | 5.13
43.8648
Flooring
Double Polished Kota stone | 1 | 7.647 |  |  | 7.647
Leather Finish | 1 | 1.172 |  |  | 1.172
Steps | 2 | 0.9 | 0.3 |  | 0.54
| 3 | 0.9 | 0.15 |  | 0.405
2.117
Skirting | 1 | 10.41 |  |  | 10.41
Painting for external wall | 1 | 12.802 |  | 2.55 | 32.6451
Parapet walls | 2 | 12.825 |  | 0.278 | 7.1307
Deduct W101 | -0.5 | 1.2 |  | 1.39 | -0.834
W103 | -1 | 2.288 |  | 1.2 | -2.7456
W104 | -1 | 0.9 |  | 1.39 | -1.251
D101 | -0.5 | 0.9 |  | 2.1 | -0.945
34.0002
Doors
Powder Coatd Galvanised iron frame with galvanized iron shutter | 1 | 0.9 |  | 2.1 | 1.89
Powder coated Al.2 Panel Sliding with insect Mesh
W101 | 1 | 1.2 |  | 1.39 | 1.668
Powder Coated aluminium fixed Glass
W103 | 2 | 2.288 |  | 1.2 | 5.4912
Powder Coated aluminium Window
W104 | 2 | 0.9 |  | 1.39 | 2.502
Waterprrofing work | 1 | 18.371 |  |  | 18.371
North Security cabin
Surface dressing | 1 | 13.62 |  |  | 13.62
Exavation
F1 | 4 | 1.5 | 1.35 | 1.5 | 12.15
SC Block | 3 | 0.6 | 0.6 | 0.6 | 0.648
12.798
F1 | 4 | 1.5 | 1.35 | 1.5 | 12.15
12.15
Backfilling |  |  |  |  | 24.948
Footing PCC |  |  |  |  | -1.3196
Footing RCC |  |  |  |  | -2.43
Column Upto Plinth |  |  |  |  | -1.3635
19.8349
Footing PCC
F1 | 4 | 1.35 | 1.5 | 0.1 | 0.81
SC Block | 3 | 0.6 | 0.6 | 0.1 | 0.108
Plinth Beam PCC
PB1 | 1 | 10.04 | 0.4 | 0.1 | 0.4016
1.3196
Coping Concrete
Parapet A | 1 | 12.248 |  |  | 12.248
Footing RCC
F1 | 4 | 1.2 | 1.35 | 0.375 | 2.43
2.43
Column Upto Plinth
C101 | 4 | 0.3 | 0.45 | 2.525 | 1.3635
1.3635
Column from FF to Slab
C101 | 4 | 0.3 | 0.45 | 2.55 | 1.377
1.377
Plinth Beam
PB1 | 1 | 10.04 | 0.2 | 0.45 | 0.9036
SC Block | 3 | 0.4 | 0.4 | 1.0598 | 0.50868
Slab-150mm Thick | 1 | 10.528 |  | 0.15 | 1.5792
125mm | 1 | 9.79 |  | 0.125 | 1.2237
2.803
Roof Beam
B1 | 1 | 2.26 | 0.2 | 0.45 | 0.2034
B2 | 1 | 2.86 | 0.2 | 0.45 | 0.2574
B3a | 1 | 0.6 | 0.2 | 0.45 | 0.054
B3 | 1 | 2.024 | 0.2 | 0.45 | 0.18216
B4a | 1 | 0.6 | 0.2 | 0.45 | 0.054
B4 | 1 | 2.024 | 0.2 | 0.45 | 0.18216
0.93312
Doors
Powder Coatd Galvanised iron frame with galvanized iron shutter | 1 | 9.3 | 0.2 | 0.15 | 0.279
0
Powder coated Al.2 Panel Sliding with insect Mesh |  |  |  |  | 0
W101 | 3 | 1.5 | 0.2 | 0.15 | 0.135
Powder Coated aluminium fixed Glass |  |  |  |  | 0
W102 | 2 | 1.63 | 0.2 | 0.15 | 0.0978
0.5118
Formwork
Footing
F1 | 2 | 5.1 |  | 0.375 | 3.825
F2 | 2 | 6.1 |  | 0.375 | 4.575
8.4
Column Upto Plinth
C1 | 2 | 1.2 |  | 2.525 | 6.06
C2 | 2 | 1.5 |  | 2.525 | 7.575
13.635
Column from FF to Slab
C1 | 2 | 1.2 |  | 2.55 | 6.12
C2 | 2 | 1.5 |  | 2.55 | 7.65
13.77
Plinth Beam
PB1 | 1 | 10.022 |  | 1.1 | 11.0242
Slab | 1 | 18.371 |  |  | 18.371
Roof Beam
B1a | 1 | 0.626 |  | 1.1 | 0.6886
B1 | 1 | 1.352 |  | 1.1 | 1.4872
B2a | 1 | 1.635 |  | 1.1 | 1.7985
B2 | 1 | 1.352 |  | 1.1 | 1.4872
B3 | 1 | 2.829 |  | 1.1 | 3.1119
B4 | 1 | 2.489 |  | 1.1 | 2.7379
11.3113
Lintel
Doors
Powder Coatd Galvanised iron frame with galvanized iron shutter | 1 | 9.3 |  | 0.5 | 4.65
Powder coated Al.2 Panel Sliding with insect Mesh
W101 | 3 | 1.5 |  | 0.5 | 2.25
Powder Coated aluminium fixed Glass
W102 | 2 | 1.63 |  | 0.5 | 1.63
8.53
Masonry
200mm thick | 2 | 2.834 |  | 2.25 | 12.753
Deduct W101 | -2 | 1.2 |  | 1.39 | -3.336
W102 | -2 | 1.33 |  | 1.39 | -3.6974
| 1 | 2.46 |  | 2.25 | 5.535
Deduct W101 | -2 | 1.2 |  | 1.39 | -3.336
| 1 | 2.26 |  | 2.25 | 5.085
D101 | -1 | 0.9 |  | 2.1 | -1.89
Parapet A | 1 | 11.788 |  | 0.2 | 2.3576
13.4712
Pointing
200mm thick | 4 | 2.834 |  | 2.25 | 25.506
Deduct W101 | -2 | 1.2 |  | 1.39 | -3.336
W102 | -2 | 1.33 |  | 1.39 | -3.6974
| 2 | 2.46 |  | 2.25 | 11.07
Deduct W101 | -2 | 1.2 |  | 1.39 | -3.336
| 2 | 2.26 |  | 2.25 | 10.17
D101 | -1 | 0.9 |  | 2.1 | -1.89
Parapet A | 2 | 11.788 |  | 0.2 | 4.7152
39.2018
Flooring
Double Polished Kota stone | 1 | 7.446 |  |  | 7.446
Leather Finish | 1 | 1.384 |  |  | 1.384
Steps | 2 | 1.334 | 0.3 |  | 0.8004
| 3 | 1.334 | 0.15 |  | 0.6003
2.7847
Skirting | 1 | 11.538 |  |  | 11.538
Painting for external wall | 1 | 14.916 |  | 2.55 | 38.0358
Parapet walls | 2 | 12.825 |  | 0.278 | 7.1307
Deduct W101 | -3 | 1.2 |  | 1.39 | -5.004
W102 | -2 | 1.33 |  | 1.39 | -3.6974
D101 | -1 | 0.9 |  | 2.1 | -1.89
34.5751
Doors
Powder Coatd Galvanised iron frame with galvanized iron shutter | 1 | 0.9 |  | 2.1 | 1.89
Powder coated Al.2 Panel Sliding with insect Mesh
W101 | 3 | 1.2 |  | 1.39 | 5.004
Powder Coated aluminium fixed Glass
W102 | 2 | 1.33 |  | 1.39 | 3.6974
Waterprrofing work | 1 | 18.371 |  |  | 18.371
Window Grill
W101 | 3 | 1.2 |  | 1.39 | 5.004
W102 | 2 | 1.33 |  | 1.39 | 3.6974
8.7014
Care taker & Pump Room
Surface Dressing | 1 | 48.645 |  |  | 48.645
Exavation
F1 | 1 | 1.5 | 1.35 | 1.5 | 3.0375
F2 | 5 | 1.6 | 1.75 | 1.5 | 21
F3 | 1 | 1.9 | 2.05 | 1.5 | 5.8425
SC Block | 10 | 0.6 | 0.6 | 0.6 | 2.16
32.04
Exavation
F1 | 1 | 1.5 | 1.35 | 1.5 | 3.0375
F2 | 5 | 1.6 | 1.75 | 1.5 | 21
F3 | 1 | 1.9 | 2.05 | 1.5 | 5.8425
29.88
Backfilling |  |  |  |  | 61.92
Footing PCC |  |  |  |  | -1.8395
Footing RCC |  |  |  |  | -8.0542
Column Upto Plinth |  |  |  |  | -2.3659
49.6604
Footing PCC
F1 | 1 | 1.5 | 1.35 | 0.1 | 0.2025
F2 | 5 | 1.6 | 1.75 | 0.1 | 1.4
F3 | 1 | 1.9 | 2.05 | 0.1 | 0.3895
SC Block | 10 | 0.6 | 0.6 | 0.1 | 0.36
Plinth Beam PCC
PB1 | 1 | 36.987 | 0.4 | 0.1 | 1.4795
1.8395
Coping Concrete
Parapet A | 1 | 33.727 |  |  | 33.727
Footing RCC
F1 | 1 | 1.5 | 1.35 | 0.375 | 0.75938
F2 | 5 | 1.6 | 1.75 | 0.375 | 5.25
F3 | 1 | 1.9 | 2.05 | 0.525 | 2.0449
8.0542
Column Upto Plinth
C201 | 3 | 0.3 | 0.45 | 2.525 | 1.0226
C202 | 1 | 0.3 | 0.45 | 2.375 | 0.32063
C202 | 3 | 0.3 | 0.45 | 2.525 | 1.0226
2.3659
Upto GF
C201 | 2 | 0.3 | 0.45 | 2.875 | 0.77625
C202 | 3 | 0.3 | 0.45 | 2.875 | 1.1644
Column from FF to Slab
C201 | 3 | 0.3 | 0.45 | 2.875 | 1.1644
C202 | 1 | 0.3 | 0.45 | 2.875 | 0.38813
C202 | 3 | 0.3 | 0.45 | 2.875 | 1.1644
2.7169
Plinth Beam
PB1 | 1 | 36.987 | 0.2 | 0.45 | 3.3288
SC Block | 10 | 0.4 | 0.4 | 1.0598 | 1.6956
Slab-125mm Thick | 1 | 62.03 |  | 0.125 | 7.7538
7.7538
Roof Beam
B1 | 1 | 4.42 | 0.2 | 0.45 | 0.3978
B2 | 1 | 3.723 | 0.2 | 0.45 | 0.33507
B3a | 1 | 2.374 | 0.2 | 0.45 | 0.21366
B3 | 1 | 2.193 | 0.2 | 0.45 | 0.19737
B4 | 1 | 5.816 | 0.2 | 0.6 | 0.69792
B5 | 1 | 2.901 | 0.2 | 0.45 | 0.26109
B6 | 1 | 2.732 | 0.2 | 0.45 | 0.24588
B7 | 1 | 2.95 | 0.2 | 0.45 | 0.2655
B8 | 1 | 2.868 | 0.2 | 0.45 | 0.25812
B9 | 1 | 1.42 | 0.2 | 0.45 | 0.1278
B10 | 1 | 3.609 | 0.2 | 0.45 | 0.32481
| 1 | 2.917 | 0.2 | 0.45 | 0.26253
3.5876
Lintel
D102 | 1 | 1.8 | 0.2 | 0.15 | 0.054
D101 | 3 | 1.2 | 0.2 | 0.15 | 0.108
W127 | 2 | 1.5 | 0.2 | 0.15 | 0.09
V1 | 1 | 0.91 | 0.2 | 0.15 | 0.0273
0.2793
Formwork
Footing RCC
F1 | 1 | 5.7 |  | 0.375 | 2.1375
F2 | 5 | 6.7 |  | 0.375 | 12.5625
F3 | 1 | 7.9 |  | 0.525 | 4.1475
18.8475
Column Upto Plinth
C201 | 3 | 1.5 |  | 2.525 | 11.3625
C202 | 1 | 1.5 |  | 2.375 | 3.5625
C202 | 3 | 1.5 |  | 2.525 | 11.3625
26.2875
Upto GF
C201 | 2 | 1.5 |  | 2.875 | 8.625
C202 | 3 | 1.5 |  | 2.875 | 12.9375
Column from FF to Slab
C201 | 3 | 1.5 |  | 2.875 | 12.9375
C202 | 1 | 1.5 |  | 2.875 | 4.3125
C202 | 3 | 1.5 |  | 2.875 | 12.9375
30.1875
Plinth Beam
PB1 | 1 | 36.987 |  | 1.1 | 40.6857
SC Block | 10 | 0.4 | 0.4 | 1.0598 | 1.6956
Slab-125mm Thick | 1 | 62.03 |  |  | 62.03
62.03
Roof Beam
B1 | 1 | 4.42 |  | 1.1 | 4.862
B2 | 1 | 3.723 |  | 1.1 | 4.0953
B3a | 1 | 2.374 |  | 1.1 | 2.6114
B3 | 1 | 2.193 |  | 1.1 | 2.4123
B4 | 1 | 5.816 |  | 1.6 | 9.3056
B5 | 1 | 2.901 |  | 1.1 | 3.1911
B6 | 1 | 2.732 |  | 1.1 | 3.0052
B7 | 1 | 2.95 |  | 1.1 | 3.245
B8 | 1 | 2.868 |  | 1.1 | 3.1548
B9 | 1 | 1.42 |  | 1.1 | 1.562
B10 | 1 | 3.609 |  | 1.1 | 3.9699
| 1 | 2.917 |  | 1.1 | 3.2087
44.6233
Lintel
D102 | 1 | 1.8 |  | 0.5 | 0.9
D101 | 3 | 1.2 |  | 0.5 | 1.8
W127 | 2 | 1.5 |  | 0.5 | 1.5
V1 | 1 | 0.91 |  | 0.5 | 0.455
4.655
Window Grills
W127 | 2 | 1.2 |  | 1.69 | 4.056
V1 | 1 | 0.61 |  | 0.7 | 0.427
4.483
Masonry
200mm thick | 1 | 5.857 |  | 2.55 | 14.9353
| 1 | 5.665 |  | 2.55 | 14.4457
| 1 | 5.615 |  | 2.55 | 14.3182
| 1 | 2.196 |  | 2.55 | 5.5998
| 1 | 2.814 |  | 2.55 | 7.1757
| 1 | 2.921 |  | 2.55 | 7.4485
| 1 | 3.553 |  | 2.55 | 9.0601
| 1 | 4.422 |  | 2.55 | 11.2761
| 1 | 3.722 |  | 2.55 | 9.4911
D102 | -1 | 1.5 |  | 2.1 | -3.15
D101 | -3 | 0.9 |  | 2.1 | -5.67
W127 | -2 | 1.2 |  | 1.69 | -4.056
V1 | -1 | 0.61 |  | 0.7 | -0.427
Parapet A | 1 | 33.727 |  | 0.2 | 6.7454
87.1931
Plastering
Rough
Toilet | 1 | 10.749 |  | 2.1 | 22.5729
V1 | -0.5 | 0.61 |  | 0.7 | -0.2135
D101 | -0.5 | 0.9 |  | 2.1 | -0.945
21.4144
Above dado
Toilet | 1 | 10.749 |  | 0.775 | 8.3305
Pointing
200mm thick | 2 | 5.857 |  | 2.55 | 29.8707
| 2 | 4.104 |  | 2.55 | 20.9304
| 1 | 1.561 |  | 2.55 | 3.9805
| 2 | 6.89 |  | 2.55 | 35.139
| 1 | 1.452 |  | 2.55 | 3.7026
| 2 | 2.196 |  | 2.55 | 11.1996
| 2 | 2.814 |  | 2.55 | 14.3514
| 2 | 2.921 |  | 2.55 | 14.8971
| 1 | 3.553 |  | 2.55 | 9.0601
| 2 | 4.422 |  | 2.55 | 22.5522
| 1 | 3.722 |  | 2.55 | 9.4911
D102 | -1 | 1.5 |  | 2.1 | -3.15
D101 | -2.5 | 0.9 |  | 2.1 | -4.725
W127 | -2 | 1.2 |  | 1.69 | -4.056
V1 | -0.5 | 0.61 |  | 0.7 | -0.2135
Parapet A | 2 | 33.727 |  | 0.2 | 13.4908
176.5211
Flooring
Double Polished Kota stone | 1 | 13.252 |  |  | 13.252
Leather Finish | 1 | 2.65 |  |  | 2.65
Steps | 2 | 2.4 | 0.3 |  | 1.44
| 3 | 2.4 | 0.15 |  | 1.08
2.52
Cement flooring | 1 | 17.976 |  |  | 17.976
Ceramic Tile | 1 | 5.819 |  |  | 5.819
Skirting | 1 | 39.847 |  |  | 39.847
Painting for external wall | 1 | 31.619 |  | 2.55 | 80.6285
Parapet walls | 2 | 33.727 |  | 0.278 | 18.7522
D102 | -0.5 | 1.5 |  | 2.1 | -1.575
D101 | -0.5 | 0.9 |  | 2.1 | -0.945
Deduct W127 | -1 | 1.2 |  | 1.69 | -2.028
94.8327
Doors
2HOUR FIRE RATED DOOR | 1 | 1.5 |  | 2.1 | 3.15
POWDER COATED GALVANIZED IRON FRAME WITH GALVANized Iron shutter | 3 | 0.9 |  | 2.1 | 5.67
Powder coated Al.2 Panel Sliding with insect Mesh
W101 | 2 | 1.2 |  | 1.69 | 4.056
POWDER COATED ALUMINIUM TOP HUNG WINDOW
V1 | 1 | 0.61 |  | 0.7 | 0.427
Waterprrofing work | 1 | 38.53 |  |  | 38.53
STP
Excavation | 1 | 5.585 | 8.722 | 1.5 | 73.0686
| 1 | 1.7 | 4.4 | 1.1 | 8.228
81.2966
| 1 | 4.985 | 8.122 | 1.5 | 60.7323
| 1 | 4.985 | 8.122 | 0.78 | 31.5808
PCC
BM1 & BM2 | 1 | 5.585 | 3.65 | 0.1 | 2.0385
Twt & CT | 1 | 2.625 | 5.585 | 0.1 | 1.4661
Eqt &SSZ | 1 | 5.585 | 2.85 | 0.1 | 1.5917
SC | 1 | 1.5 | 1.7 | 0.1 | 0.255
5.3513
Bottom Slab
BM1 & BM2 | 1 | 4.986 | 5.585 | 0.2 | 5.5694
Twt & CT | 1 | 2.225 | 4.985 | 0.2 | 2.2183
Eqt &SSZ | 1 | 4.986 | 2.25 | 0.2 | 2.2437
SC | 1 | 1.2 | 1.2 | 0.2 | 0.288
10.3194
Wall
BM1 & BM2 | 3 | 3.65 | 0.2 | 2.975 | 6.5152
Twt & CT | 3 | 1.825 | 0.2 | 3.1 | 3.3945
| 1 | 4.985 | 0.2 | 3.1 | 3.0907
| 1 | 4.985 | 0.2 | 5 | 4.985
Eqt &SSZ | 1 | 4.985 | 0.2 | 3.6 | 3.5892
| 1 | 1.85 | 0.2 | 3.6 | 1.332
| 1 | 4.985 | 0.2 | 5 | 4.985
SC | 3 | 1.2 | 0.2 | 0.8 | 0.576
28.4676
Top Slab
TWT | 1 | 3.685 | 2.025 | 0.2 | 1.4924
EQT | 1 | 3.685 | 2.025 | 0.2 | 1.4924
2.9849
Formwork
Wall
BM1 & BM2 | 6 | 3.65 |  | 2.975 | 65.1525
Twt & CT | 6 | 1.825 |  | 3.1 | 33.945
| 2 | 4.985 |  | 3.1 | 30.907
| 2 | 4.985 |  | 5 | 49.85
Eqt &SSZ | 2 | 4.985 |  | 3.6 | 35.892
| 2 | 1.85 |  | 3.6 | 13.32
| 2 | 4.985 |  | 5 | 49.85
SC | 6 | 1.2 |  | 0.8 | 5.76
284.6765
Top Slab
TWT | 1 | 3.685 | 2.025 |  | 7.4621
EQT | 1 | 3.685 | 2.025 |  | 7.4621
14.9243
Waterproofing
Bottom Slab
BM1 & BM2 | 1 | 3.65 | 4.386 |  | 16.0089
Twt & CT | 1 | 4.385 | 1.825 |  | 8.0026
Eqt &SSZ | 1 | 1.85 | 4.385 |  | 8.1122
SC | 1 | 1 | 1 |  | 1
33.1238
Wall
BM1 & BM2 | 3 | 3.65 |  | 2.975 | 32.5762
Twt & CT | 3 | 1.825 |  | 3.1 | 16.9725
| 1 | 4.985 |  | 3.1 | 15.4535
| 1 | 4.985 |  | 5 | 24.925
Eqt &SSZ | 1 | 4.985 |  | 3.6 | 17.946
| 1 | 1.85 |  | 3.6 | 6.66
| 1 | 4.985 |  | 5 | 24.925
SC | 3 | 1.2 |  | 0.8 | 2.88
142.3382
Top Slab
TWT | 1 | 3.685 | 2.025 |  | 7.4621
EQT | 1 | 3.685 | 2.025 |  | 7.4621
14.9243
UG Sump
Excavation | 1 | 11.502 | 4.918 | 1.5 | 84.8503
| 1 | 5.352 | 6.724 | 1.5 | 53.9803
| 1 | 4.918 | 1.6 | 1.472 | 11.5829
150.4134
| 1 | 11.502 | 4.918 | 1.5 | 84.8503
| 1 | 5.352 | 6.724 | 1.5 | 53.9803
138.8305
| 1 | 11.502 | 4.918 | 1.124 | 63.5811
| 1 | 5.352 | 6.724 | 1.124 | 40.4492
104.0303
PCC | 1 | 81.8939 |  | 0.1 | 8.1894
RCC Bottom Slab | 1 | 81.8939 |  | 0.2 | 16.3788
Walls | 1 | 10.8 | 0.2 | 4.2 | 9.072
| 1 | 10.137 | 0.2 | 4.2 | 8.5151
| 1 | 4.318 | 0.2 | 4.2 | 3.6271
| 1 | 6.113 | 0.2 | 4.2 | 5.1349
| 1 | 6.124 | 0.2 | 4.2 | 5.1442
| 1 | 5.052 | 0.2 | 4.2 | 4.2437
| 1 | 2.895 | 0.2 | 4.2 | 2.4318
| 1 | 3.881 | 0.2 | 4.2 | 3.26
41.4288
Top slab | 1 | 81.8939 |  | 0.2 | 16.3788
Formwork
RCC Bottom Slab | 1 | 44.511 |  | 0.2 | 8.9022
Walls | 2 | 10.8 |  | 4.2 | 90.72
| 2 | 10.137 |  | 4.2 | 85.1508
| 2 | 4.318 |  | 4.2 | 36.2712
| 2 | 6.113 |  | 4.2 | 51.3492
| 2 | 6.124 |  | 4.2 | 51.4416
| 2 | 5.052 |  | 4.2 | 42.4368
| 2 | 2.895 |  | 4.2 | 24.318
| 2 | 3.881 |  | 4.2 | 32.6004
414.288
Top slab | 1 | 81.8939 |  |  | 81.8939
Road Works
Cutting | 1 | 2451.63 |  |  | 2451.63 |  | 0.38
Cutting | 1 | 690.306 |  |  | 690.306 |  | 0.21
3141.936
Road Works
80mm | 1 | 2451.63 |  |  | 2451.63
60mm Paver | 1 | 690.306 |  |  | 690.306
Kerbstone | 1 | 877.1 |  |  | 877.1
Fencing | 1 | 197.545 |  | 1.8 | 355.581
Fencing foundations | 110 | 0.3 | 0.3 | 0.65 | 6.435
Fencing foundations | 110 | 1.2 |  | 0.65 | 85.8
Carparking Area
Footing Excavation | 7 | 1.7 | 1.7 | 2.8 | 56.644
Footing pCC | 7 | 1.4 | 1.4 | 0.1 | 1.372
Footing RCC | 7 | 1.2 | 1.2 | 0.6 | 6.048
Pedstal | 7 | 0.5 | 0.5 | 2.6 | 4.55
Formwork
Footing RCC | 7 | 4.8 |  | 0.6 | 20.16
Pedstal | 7 | 2 |  | 2.6 | 36.4
Baseplate | 7 | 0.4 | 0.4 | 0.006 | 7850 | 52.752
Stiffener Plate | 8 | 0.5 | 0.4 | 0.006 | 7850 | 75.36
Top Plate | 7 | 0.36 | 0.38 | 0.016 | 7850 | 120.2746
| 7 | 0.36 | 0.182 | 0.016 | 7850 | 57.6052
| 7 | 0.36 | 0.347 | 0.016 | 7850 | 109.8297
| 7 | 0.335 | 0.36 | 0.012 | 7850 | 79.5236
| 7 | 0.335 | 0.36 | 0.012 | 7850 | 79.5236
Circular Tube-430mm X6mm thick | 7 | 1.912 | 41.6 |  |  | 556.7744
RHS240X12X6 | 7 | 5.622 | 32.3 |  |  | 1271.1342
RHS150X75X3.6mm | 6 | 27.742 | 12.14 |  |  | 2020.7273
4423.5046
Roof Sheet | 2 | 36.508 | 2.795 |  | 204.0797
Gutter | 1 | 36.508
Bricks for steps
DWR
Brick steps | 1 | 1.699 | 0.9 | 1.07 | 1.6361 |  | 0.35667
| 1 | 0.9 | 0.6 | 0.35 | 0.189
| 1 | 0.9 | 0.3 | 0.3 | 0.081
1.9061
Electrical Panel Room | 1 | 0.9 | 0.9 | 0.534 | 0.43254
| 1 | 0.9 | 0.255 | 0.356 | 0.081702
| 1 | 0.9 | 0.255 | 0.178 | 0.040851
| 1 | 1.938 | 0.9 | 1.246 | 2.1733
| 1 | 0.9 | 0.255 | 1.068 | 0.24511
| 1 | 0.9 | 0.255 | 0.89 | 0.20425
| 1 | 0.9 | 0.255 | 0.712 | 0.1634
3.3411
West Security Gate | 1 | 1.194 | 0.9 | 0.45 | 0.48357
| 1 | 0.9 | 0.6 | 0.3 | 0.162
| 1 | 0.9 | 0.3 | 0.15 | 0.0405
0.68607
North Security Gate | 1 | 1 | 1.33 | 0.45 | 0.5985
| 1 | 1.33 | 0.6 | 0.3 | 0.2394
| 1 | 1.33 | 0.3 | 0.15 | 0.05985
0.89775
Care taker Room | 1 | 2.496 |  | 0.45 | 1.1232
| 1 | 1.51 |  | 0.3 | 0.453
| 1 | 0.731 |  | 0.15 | 0.10965
1.6859
Retaining wall-earthwork
RW1 to Rw2 | 1 | 21.5 | 2.3 | 1.9 | 93.955
| 1 | 22.515 | 1.4 | 1 | 31.521
RW3 | 1 | 43.583 | 1.2 | 0.75 | 39.2247
164.7007
Retaining wall-PCC
RW1 to Rw2 | 1 | 21.5 | 2.3 | 0.1 | 4.945
| 1 | 22.515 | 1.4 | 0.1 | 3.1521
RW3 | 1 | 43.583 | 1.2 | 0.1 | 5.23
13.3271
Retaining wall RCC Raft
RW1 to Rw2 | 1 | 21.5 | 2.1 | 0.4 | 18.06
| 1 | 22.515 | 1.2 | 0.3 | 8.1054
RW3 | 1 | 43.583 | 1 | 0.3 | 13.0749
Wall | 1 | 21.5 | 0.2 | 3.4 | 14.62
| 1 | 22.515 | 0.2 | 1.8 | 8.1054
RW3 | 1 | 43.583 | 0.2 | 0.45 | 3.9225
65.8882
FormWork
Retaining wall RCC Raft
RW1 to Rw2 | 2 | 21.5 |  | 0.4 | 17.2
| 2 | 22.515 |  | 0.3 | 13.509
RW3 | 2 | 43.583 |  | 0.3 | 26.1498
Wall | 2 | 21.5 |  | 3.4 | 146.2
| 2 | 22.515 |  | 1.8 | 81.054
RW3 | 2 | 43.583 |  | 0.45 | 39.2247
323.3375
Storm water Drain
Excavation | 1 | 6.7 | 4.4 | 1.5 | 44.22
Excavation | 1 | 6.7 | 4.4 | 0.8 | 23.584
PCC | 1 | 6.85 | 4.55 | 0.1 | 3.1168
RCC Bottom Slab | 1 | 6.7 | 4.4 | 0.2 | 5.896
Walls | 2 | 6.7 | 0.2 | 2 | 5.36
| 2 | 4 | 0.2 | 2 | 3.2
Top slab | 1 | 6.7 | 4.4 | 0.2 | 5.896
20.352
Formwork
Walls | 4 | 6.7 |  | 2 | 53.6
| 4 | 4 |  | 2 | 32
Top slab | 1 | 6.7 | 4.4 |  | 29.48
115.08
2834
2332
1565
[8 empty] | 2243.6667 | 3800 | -1556.3333

## Qty-Take off (hidden)
SANITARY FIXTURES
SL.NO | FLOOR MOUNTED EWC | IWC | FLAT BACK WB | COUNTER TYPE WB | SH | HF | UR | WATER FOUNTAIN BIB TAPS | JANITOR | WATER DISPENSOR (NORMAL+COLD) | GRATING 125 | CORECUT 125 | FLOOR TRAPS (SH,WC & WF) | MFT 4'' (Ground Floor) | Urinal trap | 4''P trap | SINGLE BOWL SINK | SB WITH DRAIN BORAD | FLOOR CLEAN OUT | TOWEL RING | TOWEL RAIL | SOAP TRAY | LONG BODY BIB COCK(IWC)
G FL | 19 | 6 | 13 | 26 | 11 | 19 | 11 | 75 | 1 | 3 | 12 | 19 | 12 |  |  | 17 | 5 | 6 | 8 | 39 | 11 | 39 | 6
1 FL | 16 | 10 |  | 16 | 11 | 16 | 10 | 2 | 1 | 2 | 58 | 16 | 58 |  | 4 | 15 | 1 |  | 4 | 16 | 11 | 16 | 10
2 FL | 12 | 10 |  | 11 | 11 | 12 | 7 | 3 | 1 | 1 | 8 | 12 | 8 |  | 3 | 17 |  |  |  | 11 | 11 | 11 | 10
3 FL | 6 |  |  | 7 | 7 | 6 |  |  |  | 1 | 0 | 6 | [7 empty] | 7 | 7 | 7
TERRACE
Total | 53 | 26 | 13 | 60 | 40 | 53 | 28 | 80 | 3 | 7 | 78 | 53 | 78 | 0 | 7 | 49 | 6 | 6 | 12 | 73 | 40 | 73 | 26
34
INTERNAL DRAINAGE
INTERNAL QUANTITY |  |  |  |  | SHAFT QUANTITY (S&W) | [5 empty] | SHAFT QUANTITY (RW&BD) |  |  |  |  | EXTERNAL QUANTITY (S&W) |  |  | EXTERNAL QUANTITY (RW)
SL.NO | 110mm | 75 mm | 50 mm | 40 mm | 160 mm | 110 mm | 110 mm | 75 mm | 63 mm | 50 mm | 160 mm | 110 mm | 75 mm | 63 mm | 50 mm | 160 mm | 110 mm | 75 mm | 250MM | 160MM | 110MM | 75MM
G FL | 382 | 217.4 | 25 | 46.8 |  | 35 | 35 |  |  |  | 45 |  |  | 40
1 FL | 115.6 |  | 15 | 15 |  | 35 | 35 |  |  |  | 45 |  |  | 40
2 FL | 99 |  | 6 | 15 |  | 35 | 35 |  |  |  | 45 |  |  | 40
3 FL | 75 | 141.4 | 0 | 15 |  | 35 | 35 |  |  |  | 45 |  |  | 40
TERRACE | [5 empty] | 20 | 20 | [6 empty] | 20
TOTAL | 671.6 | 358.8 | 46 | 91.8 | 0 | 160 | 160 | 0 | 0 | 0 | 180 | 0 | 0 | 180 | 0 | 0 | 0 | 0 | 0 | 0 | 0 | 0
INCL CONTINGENCY | 805.92 | 430.56 | 55.2 | 110.16 | 0 | 192 | 192 | 0 | 0 | 0 | 216 | 0 | 0 | 216 | 0 | 0 | 0 | 0 | 0 | 0 | 0 | 0
PVC ASTM Sh 40 INTERNAL QTY (CONCEALED) |  |  |  |  | PVC ASTM Sh 40 INTERNAL QTY (SUSPENDED) |  |  |  | PVC ASTM Sh 40 INTERNAL QTY APFD |  |  |  | APET
Slno | 32 mm | 25 mm | 20 mm | 15 mm | 32 mm | 25 mm | 20 mm | 15 mm | 20 dia | 25 dia | 40 dia |  | 20 dia | 32 dia | 40 dia | 50 dia
[9 empty] | 639 | 233.6 | 389 |  | 188 | 196 | 86 | 360
[5 empty] | 50 |  |  |  | 43
10
10
10
TOTAL | 0 | 0 |  | 0 | 80 |  |  | 0 | 51.6
INCL CONTINGENCY | 0 | 0 | 0 | 0 | 96 | 0 |  | 0 | 766.8 | 280.32 | 466.8 |  | 225.6 | 235.2 | 103.2 | 432
| 20 MM DIA |  |  |  |  | 25 MM DIA |  |  |  |  | 32 MM DIA |  |  |  |  | 40 MM DIA |  |  |  |  | 50 MM DIA |  |  |  |  | 65 MM DIA
| DWS | FWS | HWS | HWR | RO | DWS | FWS | HWS | HWR | RO | DWS | FWS | HWS | HWR | RO | DWS | FWS | HWS | HWR | RO | DWS | FWS | HWS | HWR | RO | DWS | FWS | HWS | HWR | RO
SH-01 | 25 MM DIA DWS: 8; 25 MM DIA FWS: 8; 25 MM DIA HWS: 8; 25 MM DIA HWR: 8; 32 MM DIA DWS: 4; 32 MM DIA FWS: 4; 32 MM DIA HWS: 4; 32 MM DIA HWR: 4; 40 MM DIA DWS: 4; 40 MM DIA FWS: 4; 40 MM DIA HWS: 4; 40 MM DIA HWR: 4
SH-02 | 25 MM DIA DWS: 8; 25 MM DIA FWS: 8; 25 MM DIA HWS: 8; 25 MM DIA HWR: 8; 32 MM DIA DWS: 4; 32 MM DIA FWS: 4; 32 MM DIA HWS: 4; 32 MM DIA HWR: 4; 40 MM DIA DWS: 4; 40 MM DIA FWS: 4; 40 MM DIA HWS: 4; 40 MM DIA HWR: 4
SH-03 | 25 MM DIA DWS: 8; 25 MM DIA FWS: 8; 25 MM DIA HWS: 8; 25 MM DIA HWR: 8; 32 MM DIA DWS: 4; 32 MM DIA FWS: 4; 32 MM DIA HWS: 4; 32 MM DIA HWR: 4; 40 MM DIA DWS: 4; 40 MM DIA FWS: 4; 40 MM DIA HWS: 4; 40 MM DIA HWR: 4
SH-04 | 25 MM DIA DWS: 8; 25 MM DIA FWS: 8; 25 MM DIA HWS: 8; 25 MM DIA HWR: 8; 32 MM DIA DWS: 4; 32 MM DIA FWS: 4; 32 MM DIA HWS: 4; 32 MM DIA HWR: 4; 40 MM DIA DWS: 4; 40 MM DIA FWS: 4; 40 MM DIA HWS: 4; 40 MM DIA HWR: 4
SH-05 | 25 MM DIA DWS: 8; 25 MM DIA FWS: 8; 25 MM DIA HWS: 8; 25 MM DIA HWR: 8; 32 MM DIA DWS: 4; 32 MM DIA FWS: 4; 32 MM DIA HWS: 4; 32 MM DIA HWR: 4; 40 MM DIA DWS: 4; 40 MM DIA FWS: 4; 40 MM DIA HWS: 4; 40 MM DIA HWR: 4
SH-06 | 25 MM DIA DWS: 8; 25 MM DIA FWS: 8; 25 MM DIA HWS: 8; 25 MM DIA HWR: 8; 32 MM DIA DWS: 4; 32 MM DIA FWS: 4; 32 MM DIA HWS: 4; 32 MM DIA HWR: 4; 40 MM DIA DWS: 4; 40 MM DIA FWS: 4; 40 MM DIA HWS: 4; 40 MM DIA HWR: 4
SH-07 | 32 MM DIA DWS: 4; 32 MM DIA FWS: 4; 40 MM DIA DWS: 12; 40 MM DIA FWS: 12
SH-08 | 32 MM DIA DWS: 4; 32 MM DIA FWS: 4; 32 MM DIA RO: 4; 40 MM DIA DWS: 12; 40 MM DIA FWS: 12; 40 MM DIA RO: 12
SH-09 | 20 MM DIA DWS: 12; 20 MM DIA FWS: 12; 20 MM DIA RO: 12
SH-10 | 20 MM DIA DWS: 4; 20 MM DIA FWS: 4; 20 MM DIA RO: 4
SH-11 | 20 MM DIA DWS: 4; 20 MM DIA FWS: 4; 20 MM DIA RO: 4
SH-12 | 20 MM DIA DWS: 4; 20 MM DIA FWS: 4; 20 MM DIA RO: 4
SH-13 | 20 MM DIA DWS: 4; 20 MM DIA FWS: 4; 20 MM DIA RO: 4
SH-14 | 20 MM DIA DWS: 4; 20 MM DIA FWS: 4; 20 MM DIA RO: 4
SH-15 | 20 MM DIA DWS: 4; 20 MM DIA FWS: 4; 20 MM DIA RO: 4
PUMPING LINE | 50 MM DIA DWS: 100; 50 MM DIA FWS: 100
TERRACE RING | 40 MM DIA HWS: 80; 40 MM DIA HWR: 80; 40 MM DIA RO: 80; 50 MM DIA DWS: 80; 50 MM DIA FWS: 80
TOTAL | 36 | 36 | 0 | 0 | 36 | 48 | 48 | 48 | 48 | 0 | 32 | 32 | 24 | 24 | 4 | 48 | 48 | 104 | 104 | 92 | 180 | 180 | 0 | 0 | 0 | 0 | 0 | 0 | 0 | 0
BUTTERFYL VALVE | 20 MM DIA FWS: 20 DIA; 20 MM DIA HWS: 25 DIA; 20 MM DIA HWR: 32 DIA; 20 MM DIA RO: 40 DIA; 25 MM DIA DWS: 50 DIA; 25 MM DIA FWS: 65 DIA
SH-01 | 20 MM DIA FWS: 12; 20 MM DIA HWS: 4; 20 MM DIA HWR: 2; 20 MM DIA RO: 2
SH-02 | 20 MM DIA FWS: 12; 20 MM DIA HWS: 4; 20 MM DIA HWR: 2; 20 MM DIA RO: 2
SH-03 | 20 MM DIA FWS: 12; 20 MM DIA HWS: 4; 20 MM DIA HWR: 2; 20 MM DIA RO: 2
SH-04 | 20 MM DIA FWS: 12; 20 MM DIA HWS: 4; 20 MM DIA HWR: 2; 20 MM DIA RO: 2
SH-05 | 20 MM DIA FWS: 12; 20 MM DIA HWS: 4; 20 MM DIA HWR: 2; 20 MM DIA RO: 2
SH-06 | 20 MM DIA FWS: 12; 20 MM DIA HWS: 4; 20 MM DIA HWR: 2; 20 MM DIA RO: 2
SH-07 | 20 MM DIA HWR: 4; 20 MM DIA RO: 2
SH-08 | 20 MM DIA HWS: 1; 20 MM DIA HWR: 8; 20 MM DIA RO: 2
SH-09 | 20 MM DIA FWS: 4; 20 MM DIA RO: 2
SH-10 | 20 MM DIA FWS: 2; 20 MM DIA RO: 2
SH-11 | 20 MM DIA FWS: 2
SH-12 | 20 MM DIA FWS: 2
SH-13 | 20 MM DIA FWS: 2
SH-14 | 20 MM DIA FWS: 2
SH-15 | 20 MM DIA FWS: 7
TERRACE | 20 MM DIA HWR: 1; 25 MM DIA DWS: 12
[6 empty] | 6 |  |  | 1.8
TOTAL | 20 MM DIA FWS: 93; 20 MM DIA HWS: 25; 20 MM DIA HWR: 25; 20 MM DIA RO: 20; 25 MM DIA DWS: 18; 25 MM DIA FWS: 0; 25 MM DIA HWR: 6.3
CHAMBERS | bar: 20 MM DIA DWS to 20 MM DIA FWS
450 X 450 (GT) | 20 MM DIA DWS: 16
600 X 600(IC) | 20 MM DIA DWS: 31
1000X1000(MH) | bar: 20 MM DIA DWS
600 X 600(CB) | 20 MM DIA DWS: 58
EXTERNAL QUANTITY (SEWAGE ) | bar: 20 MM DIA DWS to 20 MM DIA HWR
SL.NO | 20 MM DIA DWS: 160mm; 20 MM DIA FWS: 110 mm; 20 MM DIA HWS: 75 mm
G FL | 20 MM DIA DWS: 435.6
TOTAL | 20 MM DIA DWS: 435.6
INCL CONTINGENCY | 20 MM DIA DWS: 522.72
EXTERNAL (RCC HUME PIPE ) FOR ROAD CROSSINGS | bar: 20 MM DIA DWS to 20 MM DIA HWR
200
G FL | 20 MM DIA DWS: 55.6
INCL CONTINGENCY | 20 MM DIA DWS: 66.72
EXTERNAL QUANTITY (RAIN WATER | bar: 20 MM DIA DWS to 20 MM DIA HWR
SL.NO | 20 MM DIA DWS: 160mm; 20 MM DIA FWS: 110 mm; 20 MM DIA HWS: 75 mm
G FL | 20 MM DIA DWS: 369.4
TOTAL | 20 MM DIA DWS: 369.4
INCL CONTINGENCY | 20 MM DIA DWS: 443.28; 25 MM DIA HWS: 1552.56
EXTERNAL QUANTITY (STORM WATER) | bar: 20 MM DIA DWS to 20 MM DIA HWR
| 250MM | 200MM | 160MM
GF | 20 MM DIA DWS: 25; 20 MM DIA FWS: 208; 20 MM DIA HWS: 488.8
TOTAL | 20 MM DIA DWS: 25; 20 MM DIA FWS: 208; 20 MM DIA HWS: 488.8
INCL CONTINGENCY | 20 MM DIA DWS: 30; 20 MM DIA FWS: 249.6; 20 MM DIA HWS: 586.56
600 X 600(CB) | 20 MM DIA DWS: 33
450MM WIDE STORM SWALE | 20 MM DIA DWS: 195.5
450MM WIDE STORM DRAIN | 20 MM DIA DWS: 37.8
600x750 mm DRAIN GUTTER | 20 MM DIA DWS: 14.4
PRM LINE 3 NOS | 20 MM DIA DWS: 640
RECHARGE PITS | 20 MM DIA DWS: 6 NOS
CATCH BASIN WITH RECHARGE PITS | 20 MM DIA DWS: 10 NOS
SUBMERSIBLE PUMPS (3W+1S)
KITCHEN | bar: 20 MM DIA DWS to 20 MM DIA FWS
DESCRIPTION | 20 MM DIA DWS: Ground; 20 MM DIA FWS: TOTAL(INC CONTI)
DOUBLE BOWL SINK | bar: 20 MM DIA DWS to 20 MM DIA FWS
SINGLE BOWL SINK | 20 MM DIA DWS: 4; 20 MM DIA FWS: 4
110MM CI PIPES | 20 MM DIA DWS: 39.13; 20 MM DIA FWS: 44.9995
75MM CI PIPES | 20 MM DIA DWS: 57.1; 20 MM DIA FWS: 65.665
40MM DWS | 20 MM DIA DWS: 19; 20 MM DIA FWS: 21.85
32MM DWS | 20 MM DIA DWS: 8; 20 MM DIA FWS: 9.2
25MM DWS | 20 MM DIA DWS: 20.5; 20 MM DIA FWS: 23.575
20MM DWS | 20 MM DIA DWS: 55.9; 20 MM DIA FWS: 64.285
40MM R.O | 20 MM DIA DWS: 19; 20 MM DIA FWS: 21.85
32MM R.O | 20 MM DIA DWS: 8; 20 MM DIA FWS: 9.2
25MM R.O | 20 MM DIA DWS: 14; 20 MM DIA FWS: 16.1
20MM R.O | 20 MM DIA DWS: 31.56; 20 MM DIA FWS: 36.294
20MM HWS | 20 MM DIA DWS: 18.93; 20 MM DIA FWS: 21.7695
GEYSER | 20 MM DIA DWS: 6; 20 MM DIA FWS: 6
FLOOR TRAPS | 20 MM DIA DWS: 21; 20 MM DIA FWS: 21
UG-SUMP PUDDLE FLANGES | bar: 20 MM DIA DWS
DIA | 20 MM DIA DWS: QTY
200 MM DIA | bar: 20 MM DIA DWS
100 MM DIA | 20 MM DIA DWS: 8
80MM DIA | 20 MM DIA DWS: 7
50MM DIA | 20 MM DIA DWS: 3
MANHOLE
i. 600X600MM | 20 MM DIA DWS: 3
ii. 900X600MM | 20 MM DIA DWS: 3
RUNGS | 20 MM DIA DWS: 27
Note on J5: User: APET
Note on O5: User: SCHOOL BLOCK- 2 FLOORS
Note on S5: User: Chemistry lab (7)
Note on T5: User: kitchen area
Note on U5: User: DI
Note on J6: User: DI BLOCK
Note on O6: User: GH ABOVE FLOORS
Note on S6: User: Biology lab (32)
Note on U6: User: SCHOOL
Note on J7: User: EXTERNAL
Note on O7: User: DI BLCOK 2ND FLOOR
Note on O12: User: GH + DI INCL URT
Note on C19: User: GH+ DI BLOCK 110 DIA SP
Note on C20: User: GH- BLOCK- ALL TOI
Note on E20: User: DI BLOCK URINALS
Note on C21: User: GH BLOCK- APFD
Note on D21: User: GH WASTE PIPE+ DI BLOCK
Note on K29: User: gh toilets
Note on L29: User: DI BLOCK DWS & FWS SH-01 -07 GH BLOCKS INCL HWS & HWR
Note on M29: User: SCHOOL BLOCK + DI
Note on O29: User: SH-08-15 DWS & FWS+ DI BLOCK+RO GF- LAB AREA
Note on P29: User: SCHOOL BLOCK SH-01 -07 DWS +FWS+RO KITCHEN DWS & RO
Note on Q29: User: SCHOOL BLOCK- TERRACE WATER RO
Note on R29: User: SCHOOL BLOCK- TERRACE WATER SUPPLY + RO
Note on K30: User: di
Note on G74: User: HOT WATER SUPPLY FOR GH BLOCK+ RO WATER SUPPLY FOR SCHOOL BLOCKS
Note on H80: User: GUEST HOUSE PUMPING LINE 2 NOS
Note on H81: User: SCHOOL BLOCK TERRACE
Note on C86: User: ic + Service chamnbers
Note on C87: User: BEFORE STP CONNECTION
Note on C88: User: STORM WATER + RAIN WATER
Note on C122: User: Future ext
Note on C123: User: Road crossings

## HVAC-Summary (hidden)
CLIENT | : AZIM PREMJI FOUNDATION
CONSULTANT | : McD BERL
SERVICES | : HVAC
PROJECT | : APF SCHOOL - KHARGONE
SUBJECT | : HVAC - SUMMARY
SL. NO | DESCRIPTION
|  | APET AMOUNT |  | APFD AMOUNT
|  | Supply | Installation | Supply | Installation
A | HIGH SIDE (VRF) | 0 | 0 | 4020847 | 387784.7
B | LOW SIDE WORKS | 885672.92 | 110097 | 1346136.58 | 222519.36
TOTAL |  | 885672.92 | 110097 | 5366983.58 | 610304.06
| TOTAL (Supply & Installation) | 995769.92 |  | 5977287.64
Lumpsum

## HVAC-High Side (hidden)
CLIENT | : AZIM PREMJI FOUNDATION
CONSULTANT | : McD BERL
SERVICES | : HVAC
PROJECT | : APF SCHOOL - KHARGONE
SUBJECT | : HVAC - SUMMARY
SL. NO. | DESCRIPTION | UNIT | QTY |  |  | TOTAL QTY | RATE |  | APET_Amount |  | APFD- Amount |  | Remarks | meeting on 26-09-24
|  |  | APET | APFD |  |  | SUPPLY | INSTALLATION | SUPPLY | INSTALLATION | SUPPLY | INSTALLATION
|  |  | SCHOOL | DISTRICT INSTITUTE | GUEST HOUSE
VRF UNITS
1 | Supplying, erecting, testing and commissioning VRF / VRV air conditioning system, out door unit (ODU) complying type-IV OEM standards working on HFC free refrigerant R410A or other required/suitable green equivalent refrigerant, for cooling capacity delivering 100% at 42 deg. celcius and non stop cooling even at 50 deg. celsius and coefficient of performance (COP) 3.00 to 4.00, modular type horizontal/vertical hot air discharge suitable for total piping length upto 1000 metre operation in cooling mode with inverter based VRF/VRV technology microprocessor based control compressor starter/control panel complete with scroll compressor, air cooled anti corrosive copper condenser coil of suitable shape for increasing maximum heat transfer area, built in oil separator, accumulator and oil receiver, copper tube aluminium fin air cooled condenser, condenser fan with motor suitable for 415V ± 10%, 50 Hz, 3 phase power supply, internal copper refrigerant piping, internal wiring and first charge of refrigerant, etc. all housed in powder coated weather proof cabinet on provided angle iron frame or suitable foundation connected to the system in approved manner complete.
a) | 10 HP | NOS |  |  | 3 | 3 | 218328 | 21832.8 |  |  | 654984 | 65498.4
b) | 8 HP | NOS |  |  | 6 | 6 | 240000 | 24000 |  |  | 1440000 | 144000
d) | 6HP(side discharge) | NOS |  |  | 3 | 3 | 207000 | 20700 |  |  | 621000 | 62100
2 | Supply, Installation and commissioning of Hi wall mounted indoor units with compact cooling coil, multispeed fan motor, the blower shall be dynamically balanced and designed for silent operation, the filters shall be washable synthetic media type arranged for convenient cleaning and replacement and drain pan. The unit shall be with necessary cables, the unit is supplied with cordless remote controller and shall as per specification.All units should have inbuilt drain pumps.(Contractor has to give quote on the basis Indoor unit cfm with maintaining the Capacity TR as specified) (the unit shall include cordless remote controller)
a) | 2.0 TR | NOS |  |  | 19 | 19 | 21767 | 2176.7 |  |  | 413573 | 41357.3
b) | 1.5 TR | NOS |  |  | R/O
c) | 1.25 TR | NOS |  |  | 33 | 33 | 18130 | 1813 |  |  | 598290 | 59829
d) | 1.0 TR | NOS |  |  | R/O
3 | Refnet/Y-Joints | NOS |  |  | 46 | 46 | 4500 |  |  |  | 207000 | 0
High side Total
DX UNITS
4 | Supply, Installation and commissioning of Hi wall mounted indoor & outdoor units with compact cooling coil, multispeed fan motor, the blower shall be dynamically balanced and designed for silent operation, the filters shall be washable synthetic media type arranged for convenient cleaning and replacement and drain pan. The unit shall be with necessary cables, the unit is supplied with cordless remote controller and shall as per specification.All units should have inbuilt drain pumps.(Contractor has to give quote on the basis Indoor unit cfm with maintaining the Capacity TR as specified) (the unit shall include cordless remote controller)
a) | 1.5 TR | NOS |  | 2 |  | 2 | 43000 | 7500 |  |  | 86000 | 15000
| HIGHSIDE TOTAL | [9 empty] | 4020847 | 387784.7

## HVAC-Low Side (hidden)
CLIENT | : AZIM PREMJI FOUNDATION
CONSULTANT | : McD BERL
SERVICES | : HVAC
PROJECT | : APF SCHOOL - KHARGONE
SUBJECT | : HVAC - SUMMARY
SL. NO. | DESCRIPTION | UNIT | QTY |  |  |  | TOTAL QTY | RATE |  | APET_Amount |  | APFD- Amount
|  |  | APET | APFD |  |  |  | SUPPLY | INSTALLATION | SUPPLY | INSTALLATION | SUPPLY | INSTALLATION | meeting on 26-09-24
|  |  | SCHOOL | DISTRICT INSTITUTE | GUEST HOUSE | UTILITY
REFREGERENT COPPER PIPE
1 | Supplying, laying / fixing, testing and commissioning of standard refrigerant copper pipe for liquid line / suction line supply and return piping of suitable gauge ( hard drawn copper pipe for liquid main line and for refrigerant ) along with necessary supports, hangers, clamps, vibration isolators and fittings such as bends, tees, valves, gauges, strainers with insulation of 19 mm thick elastomeric nitrile rubber along with application of multicoating or using Truncking system suitable for use with VRV / VRF piping for protection against mechanical damages, fungal growth, flame spread, water permeance and ultra violet radiations complete with OEM standards of VRV / VRF air conditioning system and insulation as per ECBC-2017. Note : Refrigerant Pipe installed in Exposed area (Terrace floor) should be wrapped with White Tape to prevent damage for Insulation from Birds.
a) | 34.9 | RMT |  |  | R/O |  |  | 1850 | 400
b) | 28.6 | RMT |  |  | 2.2 |  | 2.2 | 1690 | 338 | 0 | 0 | 3718 | 743.6
c) | 22.2 | RMT |  |  | 28.05 |  | 28.05 | 1430 | 286 | 0 | 0 | 40111.5 | 8022.3
d) | 19.1 | RMT |  |  | 7.7 |  | 7.7 | 1274 | 254.8 | 0 | 0 | 9809.8 | 1961.96
e) | 15.9 | RMT |  |  | 231.55 |  | 231.55 | 1250 | 200 | 0 | 0 | 289437.5 | 46310
f) | 12.7 | RMT |  |  | 162.58 |  | 162.58 | 741 | 150 | 0 | 0 | 120471.78 | 24387
g) | 9.5 | RMT |  |  | 267.3 |  | 267.3 | 850 | 150 | 0 | 0 | 227205 | 40095
h) | 6.4 | RMT |  |  | 160.38 |  | 160.38 | 700 | 100 | 0 | 0 | 112266 | 16038
[10 empty] | 0 | 0 | 0 | 0
1.1 | Supplying and installation of high pressure grade required size copper connection Y or T- Joints / refnet for liquid and suction line complete erected on wall/ceiling with supports/raceways, Nitrile rubber insulation, painting etc. with brazing and testing for leakages confirming the normal operation of the VRV / VRF air conditioning system. | NOS |  |  | 33 |  | 33 | 4904 | 450 | 0 | 0 | 161832 | 14850
[10 empty] | 0 | 0 | 0 | 0
1.2 | Supply, installation and testing of CPVC Drain piping for the units With Insulation of Nitrile Rubber pipe section thickness of 9 mm and suitable for following pipe size (Includes necessary fittings such as adators, elbows etc. and supports) | [8 empty] | 0 | 0 | 0 | 0
a) | 32 mm | RMT |  |  | 23.1 |  | 23.1 | 680 | 100 | 0 | 0 | 15708 | 2310
b) | 25 mm | RMT |  |  | 132 |  | 132 | 600 | 100 | 0 | 0 | 79200 | 13200
[10 empty] | 0 | 0 | 0 | 0
1.3 | Supply and installing following size of Hot dip galvanized ladder Type cable trays fabricated out of Single Sheet Mild Steel Confirming to I.S. 1079, finish Hot dip galvanized as per IS 2629, 65microns, Fasterners : Electro Galvanized including horizontal and vertical bends ,anchor fastner and C channel,GI bolt, reducers, tees, cross members at 300 mm interval and other accessories as required and duly suspended from the ceiling with fabricated MS angle supports etc as required. The rates shall include all leads,lifts & Staging/scffolding (if any). | RMT | [7 empty] | 0 | 0 | 0 | 0
[10 empty] | 0 | 0 | 0 | 0
| 750 mm X 100 mm X 2mm | RMT |  |  | 9 |  | 9 | 650 | 200 | 0 | 0 | 5850 | 1800
| 450 mm X 100 mm X 2mm | RMT |  |  | 71 |  | 71 | 630 | 200 | 0 | 0 | 44730 | 14200
| 300 mm X 100 mm X 2mm | RMT |  |  | 25 |  | 25 | 410 | 180 | 0 | 0 | 10250 | 4500
[10 empty] | 0 | 0 | 0 | 0
[10 empty] | 0 | 0 | 0 | 0
| KITCHEN(HOOD) EXHAUST FANS | [8 empty] | 0 | 0 | 0 | 0
[10 empty] | 0 | 0 | 0 | 0
2 | Supply, installation, testing & commissioning of Kitchen Exhaust fan, floor mounted, suitable for outdoor installation as per specification . Each complete with SISW Backward curved Centrifugal Fan with VFD, FC-102, MS Frame work wih Aluminum paint, free standing single spring with sleeve damping with adjusting. Fan Bearing shall be outside the fan for easy maintenance. IP 55 with proper enclosure fan Motor shall be suitable for 415±10% volts, 50 cycles/second, 3 phase AC supply. (Suitable for indoor installation) guard for motor should be water leakage proof and size should be as per cable size. Should be approved by OEM | [8 empty] | 0 | 0 | 0 | 0
| The unit shall be provided with suitable drain plug at the bottom to drain out the rain water entering inside the unit. | [8 empty] | 0 | 0 | 0 | 0
| The exhaust side of the unit shall be properly ducted(22G GI duct Aluminum paint of 180GSM) by cowling to an angle of 45Deg wih wire mesh | [8 empty] | 0 | 0 | 0 | 0
| Noise Level: Contractor to ensure noise level < 55 dBA @ 1.5 m from the fillter side and < 55 dBA all around the UNIT. Proper acoustic for motor to be given as per above noise level | [8 empty] | 0 | 0 | 0 | 0
| fire retardant canvas connection with 18gauge GI flanges at both sides | [8 empty] | 0 | 0 | 0 | 0
a | 8600 cfm capacity at 50 mm external static pressure fan to Exhaust the air from kitchen area with a motor of 3.0Kw.(Location of the fan shall be in the First Floor) - Supply, Installation, Loading, Unloading, Lifting, Testing & Commissioning and other necessary expenses whereever applicable | NOS | 1 |  |  |  | 1 | 212682 | 20000 | 212682 | 20000 | 0 | 0
| Static pressure and Motor Rating : The Indicated static pressure and motor rating is only provisional. Contractor to calculate static pressure based on final approved construction drawing and pressure drop of finalized Equipment / Items and submit for review / approval to the Client / consultants. The procurement shall be processed only after duly verification / approval of calculation and selection from the Client | [8 empty] | 0 | 0 | 0 | 0
[10 empty] | 0 | 0 | 0 | 0
| KITCHEN(GENERAL) EXHAUST FANS | [8 empty] | 0 | 0 | 0 | 0
[10 empty] | 0 | 0 | 0 | 0
3 | Supply, installation, testing & commissioning of Double skin construction draw thru type Floor Mounted Units. | [8 empty] | 0 | 0 | 0 | 0 | item to be deleted
| Double skin accoustic panels with 0.63 mm GSS outer skin and inner skin(Outer skin shall be pre plasticized GI). Entire panel shall incorporate 25±2mm thick 40 kg/cu.m density CFC free PUF insulation. All the panels shall be assembled on a supporting frame of extruded Al. sections & the base of fan motor & blower shall be made of extruded Al. section. The fan & the unit shall be completely isolated from the unit casing with anti vobration spring isolators. Panel to frame joints shall be provided with Gaskets. Only SS416 screws shall be used for fastening panels to the Aluminium painted supporting frame . The inside of the unit shall have clear surfaces free from bolt and bolt- head projections.The entire unit shall be sturdy construction to ensure freedom from vibration while running. Access doors shall be provided for filter sections, access sections & fan sections. The hinges and handles shall be heavy duty ABS plastic, Self lubricated Nylon sleeves shall be provided. The unit shall be provided with suitable drain plug at the bottom to drain out the rain water entering inside the unit. | [8 empty] | 0 | 0 | 0 | 0
| The fan section shall be equipped with a Single Inlet Centrifugal Impeller Backward curved blades and Plug type motor, energy optimized for operation without spiral housing for high efficiency and favourable acoustic behaviour. The high efficiency backward curved impeller with rotating diffuser, made of high performance composite material / welded aluminium sheet material, with external rotor motor balanced together statically and dynamically according to DIN ISO 1940 Part 1. | [8 empty] | 0 | 0 | 0 | 0
| The minimum efficiency class of the motor shall be IE3. The motor shall be permanent magnet external rotor motor with integrated electronics and suitable for continuous operation. The speed of the motor shall be varied with an external 0-10V/ PWM control signal. The fan in totality shall be of most efficient type so that the power consumption and noise level is minimal. | [8 empty] | 0 | 0 | 0 | 0
| Filters: Each unit shall be provided with a factory assembled filter section containing washable synthetic type air pre filters media mounted on Aluminum Frame. Filter bank framework shall be fully sealed and constructed from GSS. The efficiency of the filters shall be 90%down to particle size of 20 microns as per IS 7613, and ASHRAE 52.1. | [8 empty] | 0 | 0 | 0 | 0
| Static pressure and Motor Rating : The Indicated static pressure and motor rating is only provisional. Contractor to calculate static pressure based on final approved construction drawing and pressure drop of finalized Equipment / Items and submit for review / approval to the Client / consultants. The procurement shall be processed only after duly verification / approval of calculation and selection from the Client / consultants. | [8 empty] | 0 | 0 | 0 | 0
| fire retardant canvas connection with 18gauge GI flanges at both sides | [8 empty] | 0 | 0 | 0 | 0
| Noise Level: Contractor to ensure noise level < 60 dBA @ 1.5 m from the fillter side and < 60 dBA all around the UNIT. | [8 empty] | 0 | 0 | 0 | 0
a | Exhaust air fan- 2600 Cfm and a static pressure of 50 mm WG (Location of the fan shall be in the Terrace Floor) | NOS | 1 |  |  |  | 1 | 123410 | 12500 | 123410 | 12500 | 0 | 0
[10 empty] | 0 | 0 | 0 | 0
| TOILET EXHAUST FAN | [8 empty] | 0 | 0 | 0 | 0
4 | Supplying, installing, testing & commissioning of Round Type Inline Duct Mounted Toilet exhaust fans with blower, galvanised steel casing & direct driven motor suitable for 220+/-10% volt single phase 50 cycles AC with flexible duct connection. | [8 empty] | 0 | 0 | 0 | 0
c) | 100 CFM@25mm Static | NOS | 0 | 2 |  |  | 2 | 6650 | 1000 | 0 | 0 | 13300 | 2000
[10 empty] | 0 | 0 | 0 | 0
5 | Supplying, installing, testing and commissioning of direct driven PROPELLER FANS for exhaust/supply air as shown in drawings. Each fan shall be complete with permanent split capacitor or shaded pole motor, mounting plate, accessories like wire guard, bird screen and fixed louvers for weather protection as required. Fan selection arrangement and Electrical characteristics shall be as follows : | [8 empty] | 0 | 0 | 0 | 0
a) | 600CFM |  | 3 |  |  |  | 3 | 11830 | 1774.5 | 35490 | 5323.5 | 0 | 0
b) | 500CFM |  | 3 |  |  | 1 | 4 | 11830 | 1774.5 | 35490 | 5323.5 | 11830 | 1774.5 | 2 no to be added for pump room and electrical panel room
c) | 300CFM |  | R/O |  |  |  |  | 8750 | 1312.5
D) | 100CFM |  | 10 | 4 | 40 | 3 | 57 | 4000 | 600 | 40000 | 6000 | 188000 | 28200 | 6 additional for drivers toilet, caretakers toilet and 3 electrical rooms
[10 empty] | 0 | 0 | 0 | 0
[10 empty] | 0 | 0 | 0 | 0
| AIR DISTRIBUTION SYSTEM | [8 empty] | 0 | 0 | 0 | 0
6 | Supply, Fabrication, Installation and Testing of Class "O" rated preinsulated aluminium rectangular duct work complete with close cell rigid PIR foam insulation of thickness as specified below and density not less than 50 Kg / Cum. The ductwork should be capable of handling pressures upto 1000 Pa. The joint between the ducts shall be done by means of aluminium “flange / slide-in channel” system with the installation of a plastic foam gasket between the ducts to prevent any air leakage. Joints to be air tight and tested for leaks as per SMACNA with certified leakage tester with printer. Turning vanes, elbows and reducers to be considered as part of supply of ducts. Ducts shall be supported by cable supports / GI soltted channels with threaded rods. Aluminium round rods with polymer or aluminium round disc shall be used to prevent bulging of ducts. Fabrication and Installation shall be done by the duct manufacturer only. | [8 empty] | 0 | 0 | 0 | 0
| Supply, Fabrication, Installation and Testing of GI ducts (FACTORY FABRICATED BOX TYPE DUCTS) in accordance with the approved shop drawings complete with all accessories like vanes, flanges, suspension rods , anchor bolts, GI bolts & nuts, canvas connections & splitter dampers etc.,GI Sheets shall be as per IS 277 with zinc coating of 180 gsm and as required by the specification as per SMACNA Standards | [8 empty] | 0 | 0 | 0 | 0
| Note : For all the factory fabricated GI ducts, gasket to be not less than 15mm with thickness not less than 6mm. | [8 empty] | 0 | 0 | 0 | 0
a) | 26 gauge galvanized sheet steel | SQMT | 105.71 | 7.92 |  |  | 113.63 | 1100 | 200 | 116281 | 21142 | 8712 | 1584 | to be removed
a) | 24 gauge galvanized sheet steel | SQMT | 106.92 |  |  |  | 106.92 | 1326 | 200 | 141775.92 | 21384 | 0 | 0 | update as per actual
b) | 22 gauge galvanized sheet steel | SQMT | R/O
[10 empty] | 0 | 0 | 0 | 0
7 | Supply, installation , testing and balancing of Supply/Return Air Circular Disk valve (Neck Size) for toilet exhaust as per specification & approved shop drawing.( Aluminium diffusers shall be approved by Architect. Architect shall approve the shade of epoxy powder coating for grilles for return air of the following sizes.) | [8 empty] | 0 | 0 | 0 | 0
a) | 150 Dia | NOS |  | 2 |  |  | 2 | 1352 | 200 | 0 | 0 | 2704 | 400
b) | 200 Dia | NOS | R/O
[10 empty] | 0 | 0 | 0 | 0
8 | Supply, Fabrication, installation and testing of the Flexible ducting with out insulation, complete with connecting rings, duct supports, inner core should be made of triple lamination of Aluminum Foil, Polyester & Metalized polyester film permanently bonded to a coated spring steel wire helix ..etc as per standards and specification | [8 empty] | 0 | 0 | 0 | 0
| Note : Max connection length to be not more the 0.6m | [8 empty] | 0 | 0 | 0 | 0
a) | Dia 150 | RMT |  | 2.86 |  |  | 2.86 | 350 | 50 | 0 | 0 | 1001 | 143
b) | Dia 200 |  | R/O
[10 empty] | 0 | 0 | 0 | 0
9 | Supply & Installation, Testing and Balancing of Al. Powder coated Grills with collar dampers with necessary flanges,the grilles shall be extruded aluminum constructions with powder coated complete as per specifications and drawings, Aluminium grilles shall be approved by Architect. Architect shall approve the shade of epoxy powder coating for grilles for supply & return air.Sizes to be as per approved shop drawing. | SQMT | 0.528 |  |  |  | 0.528 | 10500 | 1750 | 5544 | 924 | 0 | 0
[10 empty] | 0 | 0 | 0 | 0
[10 empty] | 0 | 0 | 0 | 0
10 | DRY SCRUBBERS | [8 empty] | 0 | 0 | 0 | 0
| Supply, installation, testing & commissioning of dry Scrubbers selected to treat oil mist, smoke, fume, grease & dust/ powder problems. | [8 empty] | 0 | 0 | 0 | 0
[10 empty] | 0 | 0 | 0 | 0
| Housing shall be constructed with minimum 1.2mm thick steel sheet with reinforced structure & powder coated to protect against rust and corrosion. It shall have a hinged door for cell access, located one side of the unit. The door shall be gasketed to prevent air leakage. There shall be a safety interlock switch to cut off primary supply when the access door is opened | [8 empty] | 0 | 0 | 0 | 0
| Ionizing-Collecting cell(s) shall be of one-piece construction | [8 empty] | 0 | 0 | 0 | 0
| The rated efficiency shall be up to 95% based on the NIOSH 5026 OIL MIST TEST | [8 empty] | 0 | 0 | 0 | 0
[10 empty] | 0 | 0 | 0 | 0
| Capacity-8600 CFM | NOS | 1 |  |  |  | 1 | 175000 | 17500 | 175000 | 17500 | 0 | 0
0
| Lowside Total | [8 empty] | 885672.92 | 110097 | 1346136.58 | 222519.36
NOTES
1) | DOOR LOUVERS & EXTERNAL EXHAUST & FRESH AIR LOUVERS ARE IN ARCHITECTURAL SCOPE.

## HVAC-LOM (hidden)
Sr.No | Details of Materials / Equipment | Make
1 | Variable Refrigerant Flow System | Blue Star
Toshiba
Daikin
2 | Split Unit | Blue Star
| (5 Star as per BEE) / Package Unit | Toshiba
Voltas
Daikin
3 | Inline/Propeller Fan/Roof extractor Fan | Ostberg
Nuaire
Systemair
Ebm-Nadi
4 | Pipe / duct supports | Diamond
Hitech
Seven star
5 | Anchor Fastener | Hilti
6 | Fire Wrap/Board/Paint | Birla 3 M
Hilti
Promat
7 | Insulation: Closed Cell Elastomeric nitrile rubber along with adhesive | Armaflex
K-flex
Thermobreak
8 | Fire Sealant | Birla 3 M
Hilti
Promat
9 | Vibration Isolator | Kanwal Industries Corporation
Flexionics
Resistoflex , Dunlop
10 | Inline Exhaust Fans | Nicotra / Kruger / Systemair /Ostberg
11 | Galvanized Sheet Steel | JINDAL / SAIL / ESSAR
12 | Grilles, Toilet Exhaust Valves & diffusers | Air Master/ Ruskin Titus / Systemair / Caryaire
13 | Flexible Ducts / Semi Rigid Flexible ducts | Seven Star / Audco / UP Twiga
14 | Damper/Fire Dampe | Greenheck / Ruskin Titus / Systemair
15 | Refrigerant Piping | PTP K-series / Rajco / Mandev
16 | Cable Tray | Puashpak / Profab / OBO /
17 | UPVC Pipe | Supreme / Duraline/ Jain Irrigation
18 | GI Ducts | Camduct / Sevenstar / Rolestar

## Ventilation Fans (hidden)
Date
VENTILATION FANS
Sr. No. | FAN LOCATION | SERVING | SERVICE | QUANTITY | FAN DATA (Each Fan) |  |  | MOTOR DATA (Each Fan) |  |  | V/Ph/Hz | MODE OF OPERATION |  |  | STARTER TYPE | REMARKS
[5 empty] | FAN TYPE | FAN CAPACITY | ESP | MOTOR INPUT POWER | TOTAL POWER | SPEED CONTROL
[6 empty] | (CFM) | (Pa) | (KW) | (KW) |  |  | MAINS | GENERATOR | FIRE
1 | ACADEMIC BLOCK GROUND -SECOND MIDDLE TOP | MALE TOILET | Exhaust Air | 3 | PROPELLER FAN | 600 |  | 0.12 | 0.36 | Fix Speed | 215 / 1 / 50 | Yes | NO | NO
|  | FEMALE TOILET | Exhaust Air | 3 | PROPELLER FAN | 500 |  | 0.12 | 0.36 | Fix Speed | 216 / 1 / 50 | Yes | NO | NO
|  | ADMIN TOILET (AT) | Exhaust Air | 3 | PROPELLER FAN | 100 |  | 0.02 | 0.06 |  | 217 / 1 / 50 | Yes | NO | NO
1 | ACADEMIC BLOCK GROUND & FIRST FLOOR MIDDLE | ADMIN TOILET (AT) | Exhaust Air | 2 | ROUND TYPE INLINE FAN | 100 | 250 | 0.018074 | 0.036148 | Fix Speed | 215 / 1 / 50 | Yes | NO | NO
3 | ACADEMIC BLOCK GROUND & FIRST FLOOR LEFT | ADMIN TOILET (AT) | Exhaust Air | 4 | PROPELLER FAN | 100 |  | 0.02 | 0.08 | Fix Speed | 215 / 1 / 50 | Yes | NO | NO
4 | ACADEMIC BLOCK GROUND FLOOR | TOILET | Exhaust Air | 7 | PROPELLER FAN | 100 |  | 0.02 | 0.14 | Fix Speed | 215 / 1 / 50 | Yes | NO | NO
5 | RESIDENTIAL BLOCK (TYP.FL) | ROOM TOILET | Exhaust Air | 40 | PROPELLER FAN | 100 |  | 0.02 | 0.8 | Fix Speed | 215 / 1 / 50 | Yes | NO | NO
6 | ACADEMIC BLOCK GROUND FLOOR | KITCHEN HOOD EXHAUST | Exhaust Air | 1 | SISWA | 8600 | 500 | 3.1087 | 3.1087 | Fix Speed | 215 / 1 / 50 | Yes | Yes | NO
7 | ACADEMIC BLOCK GROUND FLOOR | KITCHEN EXHAUST | Exhaust Air | 1 | CABINET TYPE INLINE FAN | 2600 | 500 | 0.93984 | 0.93984 | Fix Speed | 215 / 1 / 50 | Yes | Yes | NO
| TOTAL | [7 empty] | 6

## AC Schedule (hidden)
Project : APF SCHOOL
SL.NO | SPACE NAME | EQUIPMENT | SUMMER TR | CFM | INDOOR SELECTED TR | INDOOR SELECTED CFM | NO OF IDU | TOTAL INDOOR CAPACITY-TR | ELE LOAD (KW) | TOTAL ELE LOAD (KW) | DIVERSITY | ODU HP | NOS | TOTAL ODU HP | ELE LOAD (KW) | TOTAL ELE LOAD (KW) | Refnet
1 | TRAING ROOMS 1 | HI-WALL SPLIT AC | 2.2765 | 984.1245 | 2 | 636 | 6 | 12 | 0.039 | 0.234 | 90% | 8 | 2 | 16 | 5.1 | 10.2 | 6
1 | TRAING ROOMS 2 | HI-WALL SPLIT AC | 2.2765 | 984.1245 | 2 | 636 | 6 | 12 | 0.039 | 0.234 | 90% | 8 | 2 | 16 | 5.1 | 10.2 | 6
2 | GH TYPICAL FLOOR GF | HI-WALL SPLIT AC | 2.2765 | 984.1245 | 1.25 | 364 | 7 | 8.75 | 0.02 | 0.14 | 105% | 10 | 1 | 10 | 6.79 | 6.79 | 6
|  | HI-WALL SPLIT AC |  |  | 1.25 | 364 | 4 | 5 | 0.02 | 0.08 | 100% | 6 | 1 | 6 | 3.96 | 3.96 | 3
3 | GH TYPICAL FLOOR FF | HI-WALL SPLIT AC | 0.73133 | 296.9105 | 1.25 | 364 | 7 | 8.75 | 0.02 | 0.14 | 105% | 10 | 1 | 10 | 6.79 | 6.79 | 6
|  | HI-WALL SPLIT AC |  |  | 1.25 | 364 | 4 | 5 | 0.02 | 0.08 | 100% | 6 | 1 | 6 | 3.96 | 3.96 | 3
4 | GH TYPICAL FLOOR SF | HI-WALL SPLIT AC | 0.73133 | 296.9105 | 1.25 | 364 | 7 | 8.75 | 0.02 | 0.14 | 105% | 10 | 1 | 10 | 6.79 | 6.79 | 6
|  | HI-WALL SPLIT AC |  |  | 1.25 | 364 | 4 | 5 | 0.02 | 0.08 | 100% | 6 | 1 | 6 | 3.96 | 3.96 | 3
3 | GH TYPICAL FLOOR TF | HI-WALL SPLIT AC | 0.73133 | 296.9105 | 2 | 636 | 7 | 14 | 0.039 | 0.273 | 105% | 8 | 2 | 16 | 5.1 | 10.2 | 7
4 | DISCUSION ROOM (DX) | HI-WALL SPLIT AC | 0.73133 | 296.9105 | 1.5 | 519 | 2 | 3 | 1.55 | 3.1 | DX
| TOTAL |  | 7.5608 | 3249.284 |  | 4611 | 54 | 82.25 | 1.787 | 4.501 | 9 | 72 | 12 | 96 | 47.55 | 62.85 | 67.351 | KW

## Pipe Qty (hidden)
Project: APF SCHOOL
SL.NO | FLOOR | SPACE NAME | ODU NUMBER | INDOOR SELECTED TR | DIA OF PIPE | [9 empty] | DRAIN
[5 empty] | 41.3 | 34.9 | 28.6 | 22.2 | 19.1 | 15.9 | 12.7 | 9.5 | 6.4 |  | 32 | 25
1 | GF | G H ROOMS |  | 1.25 | [6 empty] | 35.3 |  | 35.3 |  | 5 | 33
2 |  | Riser | [5 empty] | 8.5 |  | 81 | 16.8 | 89.5 | 16.8
3 | FF | G H ROOMS |  | 1.25 | [6 empty] | 35.3 |  | 35.3 |  | 5 | 33
4 |  | Riser | [5 empty] | 8.5 |  | 63.5 | 13.3 | 72 | 13.3
5 | SF | G H ROOMS |  | 1.25 | [6 empty] | 35.3 |  | 35.3 |  | 5 | 33
6 |  | Riser | [5 empty] | 8.5 |  | 27 | 9.8 | 35.5 | 9.8
7 | TF | G H ROOMS |  | 2 | [5 empty] | 22.5 |  | 22.5 |  |  | 6 | 21
8 |  | Riser |  |  |  |  | 2 |  | 7 | 16.5 | 2 | 23.5
|  |  | TOTAL | 4.5 | 0 | 0 | 2 | 25.5 | 7 | 210.5 | 147.8 | 243 | 145.8 | 0 | 21 | 120
|  |  | TOTAL+10%TOTAL |  | 0 | 0 | 2.2 | 28.05 | 7.7 | 231.55 | 162.58 | 267.3 | 160.38 | 0 | 23.1 | 132

## h-Cable Tray Qty (hidden)
Project: APF SCHOOL
SL.NO | FLOOR | CABLE TRAY SIZE | ODU NUMBER | QTY (RMT) | QTY (RMT)With Safety 10%
1 | TERRACE FLOOR | 750x100 |  | 7.5 | 9
2 |  | 450x100 |  | 64.15 | 71
3 |  | 300x100 |  | 22.1 | 25
|  | Total |  | 93.75 | 105

## AIR TERMINALS (hidden)
10%
| QTY | QTY | UNIT
Flexi Connection (150Dia) Toilet | 2.6 | 2.86 | Rmt
Disc Valve | 2 | 2 | Nos
GRILL 100 MM | 0.48 | 0.528 | SQMTR

## DUCT (hidden)
| degree | 360 |  | 24 G | 750 |  | S | T | 0.03 | 25
| pi | 3.15 |  | 22 G | 1500 |  | E | ER | 0.05 | 50
| convert | 0.001 |  | 20 G | 2100 |  | D | A | 0.1 | 100
| Inner rad | 150 |  | 18 G |  |  | C | AT |  |  | 2023-09-14
DUCTING AND INSULATION
| Project |  | APF SCHOOL |  |  |  |  | DATE |  | 2024-08-26
| Project No | [6 empty] | PAGE NO
| TYPE |  | EXHAUST |  |  |  |  | MEASURED BY
APFD
Discription | DUCT [mm] |  | Length | DUCT |  | Total SFT | AREA = Sq mts.
| Width | Height | [mts.] | NO of duct | TYPE |  | 26 G | 24 G | 22 G | 20 G
GROUND FLOOR
| 200 | 100 | 6 | 1 | S | 3.6 | 3.6
FIRST FLOOR | 200 | 100 | 6 | 1 | S | 3.6 | 3.6
|  |  | TOTAL |  |  | 7.2 | 7.2 | 0 | 0 | 0
|  | WITH SAFETY | 10% |  |  | 7.92 | 7.92
APET
Discription | DUCT [mm] |  | Length | DUCT |  | Total SFT | AREA = Sq mts.
| Width | Height | [mts.] | NO of duct | TYPE |  | 26 G | 24 G | 22 G | 20 G
KITCHEN
| 1300 | 500 | 27 | 1 | S | 97.2 |  | 97.2
| 450 | 450 | 1.5 | 4 | S | 10.8 | 10.8
| 550 | 450 | 11 | 1 | S | 22 | 22
| 350 | 300 | 15 | 1 | S | 19.5 | 19.5
| 200 | 250 | 7 | 1 | S | 6.3 | 6.3
| 400 | 200 | 6.5 | 1 | S | 7.8 | 7.8
| 200 | 250 | 1.5 | 22 | S | 29.7 | 29.7
|  |  | TOTAL |  |  | 193.3 | 96.1 | 97.2 | 0 | 0
10%
|  |  | TOTAL |  |  | 212.63 | 105.71 | 106.92 | 0 | 0

## VCD (hidden)
APF School
FLOOR | VCD SIZE |  | Area in sq.mtr. | Qty. | Area in sq.mtr. | REMARK
GROUND FLOOR | 350 | 200 | 0.07 | 2 | 0.14
| 400 | 250 | 0.1 | 1 | 0.1
|  |  |  | Total | 0.24
|  |  |  | 10% Extra | 0.024
|  |  |  | Grand Total | 1

## FD (hidden)
APF SCHOOL
FLOOR | FD SIZE |  | Area in sq.mtr. | Qty. | Area in sq.mtr. | REMARK
GROUND FLOOR | 1300 | 500 | 0.65 | 1 | 0.65
| 1000 | 500 | 0.5 | 1 | 0.5
|  |  |  | Total | 1.15
|  |  |  | 10% Extra | 0.115
|  |  |  | Grand Total | 2

## FPS-Summary (hidden)
CONSULTANT | : McD BERL
SERVICES | : FIRE FIGHTING
PROJECT | : APF FIELD SCHOOL KHARGONE
PROJECT NO | : 1528
SUBJECT | : FIRE PROTECTION SYSTEM
SUMMARY FOR FPS |  | APET |  | APFD
SL.NO | SUMMARY | SUPPLY (INR) | INSTALLTION (INR) | SUPPLY (INR) | INSTALLTION (INR)
1 | SECTION-A: FIRE HYDRANT SYSTEM | 0 | 0 | 0 | 0
2 | SECTION-B: FIRE EXTINGUISHERS - FIRST AID | 0 | 0 | 0 | 0
3 | SECTION-C: SIGNAGES | 0 | 0 | 0 | 0
3 | SECTION-D: LIASIONING CHARGES FOR FIRE APPROVAL | 0 | 0 | 0 | 0
SUB TOTAL
| TOTAL | 0 | 0 | 0 | 0
| GRAND TOTAL | 0

## FPS-BOQ (hidden)
PROJECT : APF FIELD SCHOOL, KHARGONE
SERVICES : FIRE FIGHTING
CONSULTANT : McD BERL
PROJECT NO : 1528
SL NO | DESCRIPTION OF WORK | UOM | APET | APFD |  |  | Total Qty |  | Rate |  | APET_Amount |  | APFD- Amount |  | Remarks (APF reply 30.08.24) | McD Reply (02.09.2024) | Remarks (APF reply 12.09.24) | McD Reply (17.09.2024)
|  |  | School | District Institute | Guest House | External | APET | APFD | Supply | Installation | Supply | Installation | Supply | Installation
A | SECTION-A: FIRE HYDRANT SYSTEMS.
1 | UNDERGROUND PIPING
Supplying, installing, testing and commissioning of G.I. Pipes confirming to IS 1239 Pt - I Heavy grade (Class C) with suitable type of supports, malleable specials such as Reducers, Tees, elbows, flanges. Including cutting, Welding as per drawings. The rate quoted should included with anticorrosive treatment with 4 mm thick polymer corrosion resistant tape as per IS 10221, overlap shall be 15mm minimum.
a) | 80 mm dia | R.mtrs
b) | 100 mm dia | R.mtrs |  |  |  | 65 | 0 | 65
c) | 150 mm dia | R.mtrs
2 | PIPING ABOVE GROUND
Supply, Unloading, Storing, Shifting, Installation, testing & commissioning of G.I. (Galvanized Iron) Pipes Heavy grade (C Class) as per IS:1239 for pipes up to 150 dia & IS:3589 for pipes above 150 dia, with two coat of primer & two or more coats of enamel painting (of approved color), suitable type of supports ( Shall be fabricated by M.S. Channel / Angle / Flat for above 50 mm dia pipe), anchor fasteners(Hilti), threaded rods (10mm thick), bolts nuts, universal clamps, "U" bolts, with GI fittings such as elbows, reducers, collars, bends, tees etc.,, flanges, CP extension nipple etc., complete. Including cutting, Welding, fixing in / on walls, ceiling by using suitable supports as per drawings. Note that pipes less than 50 mm dia shall be joined by using socket wieldable fittings. The quoted rate shall also include for chasing / chipping walls, making bore holes in walls / floor/slab/beam. The MS supports shall be painted with two coat of primer & two coats of enamel painting (of approved color).
a) | 25 mm dia | R.mtrs
b) | 50 mm dia | R.mtrs
c) | 75 mm dia | R.mtrs
d) | 100 mm dia | R.mtrs |  |  |  | 675 | 0 | 675
e) | 150 mm dia | R.mtrs
3 | Supplying, Installing, testing and commissioning CI butterfly valves as per IS;13095 (PN 16) slim seal standard lever operated up to 150mm dia and gear operated type for 200mm dia & above, with required flanges, nuts, bolts etc. complete. | [13 empty] | Mention IS code and PN 16 instead of PN 10 | Updated as per discussion
a) | 100 mm dia | Nos | 3 |  | 3 |  | 3 | 3
4 | Supply, Installation, Testing & Commissioning of wafer swing type check valve ( IS:5312) of following sizes having CI body and moving parts, with nuts bolts, gaskets, 3mm thick rubber insertions etc & tested to 1.5 times working pressure.
a) | 100 mm dia | Nos |  |  |  | 1 | 0 | 1
5 | Supply, Unloading, Storing, Shifting to work place, Installation, testing & commissioning of Air release valve with shut off valve & unions etc. as detailed in the specifications and to be installed at the top most points of risers of 25mm dia. | Nos | 1 | 1 | 2 |  | 1 | 3
a) | Single headed hydrant valve as per IS 5290, made of Stainless Steel , hand wheel is made up of Grey cast Iron, with 63 mm dia instantaneous out & 80 mm dia flanged inlet, Blank cap, chain, etc complete.(ISI Marked) | Nos | 2 | 1 | 2 |  | 2 | 3
b) | 2 lengths of 15 M long, 63mm dia RRL hose as per IS 636 (ISI marked) having 36Kg/cm2 burst pressure, with instantaneous couplings as per IS 903 (stainless steel 316 grade) and Hoses shall be stored in side of the fire hose cabinet | Nos | 2 | 1 | 2 |  | 2 | 3
c) | 1 no. SS(316 grade) short branch pipe with nozzle as per IS 903 (ISI marked). | Nos | 2 | 1 | 2 |  | 2 | 3
d) | Swing type Hose reel drum made of 16 gauge MS sheet to keep 19 mm dia 30 Mtrs long PVC lined heavy duty rubber braided hose pipe with chrome plated nozzle on one end and all other necessary fixing materials including connection valve. | Nos | 2 | 1 | 2 |  | 2 | 3
e) | Supply, Unloading, Storing, Shifting, Installation, testing & commissioning of Fire shaft door fabricated out of G.I. sheet and frame, door shall be 900mm x 1200 mm min. & fixed with 4 mm thick Glass, suitable Rubber beeding and Locking arrangement. Quoted rate shall be includes all fasteners etc, and complete shutter shall be powder coated of approved colour both inside and out side. The vendor shall take approval from architect on the fire door shutter | Nos. | 2 | 1 | 2 |  | 2 | 3 | [6 empty] | Where this item is used. | Confirmed during the meeting
f) | M.S. Hose cabinet stand mounted type fabricated out of M.S. sheet of 16 swg. with clear glass fronted (4mm thick glass with rubber beeding) door and size of the cabinet shall be 600mm x 750 mm x 250 mm Quoted rate shall be includes suitable stand or brackets for mounting with any pedestals, all fasteners etc, and cabinet shall be powder coated of approved colour both inside and out side. | Nos | 2 | 1 | 2 |  | 2 | 3
6 | Supply, installation, testing and commissioning of 4-way Fire Brigade Inlet connection with 3 nos of 63 mm dia. built - in Gun metal Non- return valves instantaneous coupling type arranged on 150 mm dia etc.pipe manifold shall be connected to wet riser main. | No |  |  |  | 1 | 0 | 1
7 | Supplying, installing ,testing and commissioning of Pressure switches of suitable range for pump sets with Ball valves, Fittings like unions / colors / reducers etc. | No | 1 |  | 1 |  | 1 | 1
8 | Supplying, installing ,testing and commissioning of Pressure gauges for the respective floors near to the flow switches with Ball valves, siphon, Fittings like unions / colors / reducers etc. Glycerine filled pressure gauges to use on pump discharge lines. with 0 to 200PSI, 25 mm dia. Dial should be 150 mm dia | No | 1 |  | 1 |  | 1 | 1
9 | Supply, Unloading, Storing, Shifting to work place, Installation, testing & commissioning of Electrical motor driven Terrace Booster pump of horizontal centrifugal with gland packing and capable to deliver 450 LPM at 35 MWC (1W).The pump shall be coupled to TEFC motor of suitable HP with speed of 2900RPM and complete set shall mounted on common base frame. The quoted rate shall includes providing & fixing of coupling, coupling gaurd, antivibration pad, expansion bellows, RCC foundation (as recommended by manufacturer) and Foundation bolts etc. (The pump should be Including Fire Fighting control Panel with starter along with Necessary Cables from starter to pumps etc) | Set | 1 |  | 1 |  | 1 | 1
10 | Supplying, installing, testing and commissioning of yard hydrant comprising of the following. All the hydrant accessories shall be given serial number for identification, numbers hall be written in the white paint.
10.1 | Single headed hydrant valve as per IS 5290, made of Stainless steel with 63 mm dia instantaneous out & 80 mm dia fanged inlet, Blank cap, chain and hand wheel etc. complete. with Orifice plate(SS304 6mm THK) as required to minimize the pressure at discharge point. | nos |  |  |  | 9 | [10 empty] | Why Qty is zero. Kindly recheck why these items are required. | Quantites shown in APFD-external
10.2 | 2 lengths of 15 M long, 63 mm dia CP hose with instantaneous couplings and Hoses shall be stored in side the hose cabinet with Bracket and required accessories. | nos |  |  |  | 9 | [10 empty] | Why Qty is zero. Kindly recheck why these items are required.
10.3 | 1 NosStainless steel short branch pipe with Nozzle. | nos |  |  |  | 9 | [10 empty] | Why Qty is zero. Kindly recheck why these items are required.
TOTAL FIRE HYDRANT SYSTEMS
B | SECTION-B: FIRE EXTINGUISHERS - FIRST AID
11 | Supply,Unloading, Storing, Shifting, Installation, testing & commissioning of ABC powder type Fire Extinguisher of 6 Kg. capacity refillable type fitted with internal discharge tube, pressure guage, squeez grip, nozzle and suspension bracket complete with initial charging. Rates shall include the cost of supply of MS brackets, anchor fasteners etc., complete for proper installation. Rates shall include all leads & lifts. The rate should include the signage having typical operation details in it. | Nos | 23 | 4 | 11 |  | 23 | 15 | [6 empty] | Include singnage also. | Updated as per discussion
12 | Supply,Unloading, Storing, Shifting, Installation, testing & commissioning of Carbon-di- oxide type fire extinguisher of 4.5 kgs. Capacity, CO2 gas filled in brand new seamless cylinder with powder coated finish, made out of Manganese steel, with wheel type valve, discharge nozzle, bend & horn, wal mounting bracket etc. complete, confirming to IS: 2878. The rate should include the signage having typical operation details in it. | Nos | 3 |  |  |  | 3 | 0 | [6 empty] | Include singnage also.
13 | Supply,Unloading, Storing, Shifting, Installation, testing & commissioning of Carbon-di- oxide type fire extinguisher of 2.0 kgs. Capacity, CO2 gas filled in brand new seamless cylinder with powder coated finish, made out of Manganese steel, with wheel type valve, discharge nozzle, bend & horn, wal mounting bracket etc. complete, confirming to IS: 2878. The rate should include the signage having typical operation details in it. | Nos |  |  |  |  | 0 | 0 | [6 empty] | Include singnage also.
14 | Supply,Unloading, Storing, Shifting, Installation, testing & commissioning of Water Mist type fire extinguisher of 4.0 ltrs Capacity, high pressure water filled in brand new seamless cylinder with powder coated finish, made out of Manganese steel, with wheel type valve, discharge nozzle, bend & horn, wal mounting bracket etc. complete, The rate should include the signage having typical operation details in it. | Nos | 7 | 7 | 7 |  | 7 | 14 | [6 empty] | Include singnage also.
15 | Supply, Unloading, Storing, Shifting, Installation, testing & commissioning of Mechanical Foam type fire extinguisher 9Lts. Capacity, with initial filling in brand new cylinder with powder coated finish, fitted with Gun metal union, high pressure CO2 gas cartridge, hose and ABS type branch pipe and wall mounting bracket etc. complete, confirming to IS: 10204. The rate should include the signage having typical operation details in it. | Nos | 2 |  |  |  | 2 | 0 | [6 empty] | Include singnage also.
16 | Supply and fixing of 4Kg Clean Agent HCFC 123, (Stored Pressure) Type Fire Extinguisher, pressurized with Argon gas at 15 bar. Design, construction and testing as per IS 15683 with Fire rating 1A 8B, Body Hydrotested at 35 bar, Operating temperature -30°C to +55°C, external epoxy powder coating with PO Red Shade, Supplied with standard accessories. The rate should include the signage having typical operation details in it. | Nos | 1 |  |  |  | 1 | 0
17 | Supply & Installation of fire buckets stand with 2 Nos of fire buckets in the stand duly filled with sand. The stand shall be fabricated in the approved manner of the appropriate authorities and located outside of Electrical Room | Set | 3 |  |  |  | 3 | 0
18 | Supply,Unloading, Storing, Shifting, Installation, testing & commissioning of 'K' type Fire Extinguisher of 4 Kg. capacity refillable type fitted with internal discharge tube, pressure guage, squeez grip, nozzle and suspension bracket complete with initial charging. Rates shall include the cost of supply of MS brackets, anchor fasteners etc., complete for proper installation. Rates shall include all leads & lifts (For Kitchen) | Nos | 2 |  |  |  | 2 | 0
TOTAL FIRE EXTIGUISHER SYSTEMS
C | SECTION-C: SIGNAGES
18 | Supply, installation, testing and commissioning of in position the signage's of "FIRE BOARDS APPROVED BY STATE FIRE SERVICE - SIZE 2FT X 4FT MADE OUT OF RIGID SHEET 1MM THICK WITH COMPUTER CUT NON-REFLECTIVE SELF ADHESIVE IMPORTED VINYL PAINTED ON THE FRONT OF RIGID SHEET COMPLETE WITH WALL MOUNTING ARRANGEMENTS WITH MIRROR SCREWS". | [13 empty] | This project is in MP not in Karnataka. | Updated as per discussion
a) | Sign "IN CASE OF FIRE, USE STAIRS UNLESS INSTRUCTED OTHERWISE" | No | 2 | 2 | 2 |  | 2 | 4
Lettering height of 1.25 cm block letter in red and white background.
Sign shall be at least 25 x 30 cm.
To be located directly above a call button and squarely attached wall or partition.
The top of sign shall not be above 2m from the floor level.
b) | At each stair enclosure on every floor, indicating the number of floor, in accordance that the numerals shall be bold type and at least 7.5cm high. The numerals and back ground shall be in contrasting colours. | Nos | 2 | 2 | 2 |  | 2 | 4
19 | Providing, installing and fixing in position the signage's as mentioned below with same specification explained of "Fire Order" Board comprising of the following:
a) | A) EVACUATE THE OCCUPANTS BY USING FIRE EXITS AND EMERGENCY EXITS ONLY AND ASSEMBLE AT VARIOUS ASSEMBLY AREAS. | No | 2 | 2 | 2 |  | 2 | 4
B) IF POSSIBLE TRY TO EXTINGUISH THE FIRE BY USING NEAREST / SUITABLE PORTABLE FIRE EXTINGUISHER OR WATER FROM NEAREST WETRISER.
C) BE CALM AND DO NOT GIVE ANY ROOM FOR PANIC, WALK, DO NOT RUN.
ACTION BY SECURITY / RECEPTION UPON RECEIPT OF INFORMATION THROUGH PUBLIC ADDRESS SYSTEM.
A) ALERT THE OCCUPANTS BY USING PUBLIC ADDRESS SYSTEM.
B) INFORM FIRE CONTROL THROUGH ANY ONE OF THE PHONE NUMBERS: --------------------
C) REFER EVACUATION PLAN FOR EVACUATING STRANDED PEOPLE
D) GUIDE THE FIRE FORCE ON THEIR ARRIVAL, TO THE SEAT OF FIRE.
E) IN CASE OF ANY CASUALITIES, CALL AMBULANCE BY DIALLING NUMBER ------------------
FIRE FIGHTING AGNECY -------------------------------
PHONE: -----------------------
FIRE PROTECTION ENGINEERS
FAX: ----------------------------
20 | Supplying and installing of in position the signages " INCASE OF FIRE, BREAK THE GLASS " with manual call point symbol it should contain the following matter on "Opaque " PVC foam board of computrized cut, PVC Non-reflective self adhesive vinyle painted foam board
a) | Size 300x100 mm | Nos | 2 | 2 | 2 |  | 2 | 4
21 | Supplying and installing of in position the signages " Fire Extinguisher " with symbol it should contain the following matter on "Opaque " PVC foam board of computrized cut, PVC Non-reflective self adhesive vinyle painted foam board
a) | Size 300x100 mm | Nos | 2 | 2 | 2 |  | 2 | 4
22 | Supplying and installing of in position the signages " Assemble Point " with symbol it should contain the following matter on "Opaque " PVC foam board of computrized cut, PVC Non-reflective self adhesive vinyle painted foam board | Nos |  |  |  |  | 0 | 0
TOTAL SIGNAGES
OBTAINING NOC FOR FIRE APPROVAL
23 | Necessary approvals from the fire department including submission of drawings, necessary details, co ordination with all the agencies/Local Govt departments involved etc., for obtaining the building NOC fire apporval. (Note:-Statutory demand note fee will be paid by clinet) | Lot |  |  |  |  | R/o | 0 | [6 empty] | Plz check and confirm the requirement of Fire NOC | Discussed in meeting & concluded |  | Updated
TOTAL CHARGES FOR OBTAINING NOC FOR FIRE APPROVAL

## FPS-LOM (hidden)
CONSULTANT | : McD BERL
SERVICES | : FIRE FIGHTING
PROJECT | : APF FIELD SCHOOL KHARGONE
PROJECT NO | : 1528
SUBJECT | : FIRE PROTECTION SYSTEM
Sl. No. | Item | Recommended Make
1 | Fire Pumps | Kirloskar Bros. Ltd
Wilo
MATHER + PLATT
2 | Electric Motor | Kirloskar Bros. Ltd
Wilo
MATHER + PLATT
3 | GI / MS Pipes | Tata
Jindal (Hissar)
4 | Fittings | Bharat Forge
SANJAY FORGE
5 | C.I Gate Valves | Zoloto
Leader
Audco
6 | Gate Valves (Screwed End) | Zoloto
Leader
Audco
7 | Butterfly Valves | ITAP
SANT
HONEYWELL
8 | Non-return Valves | ITAP
SANT
HONEYWELL
9 | Ball Valves (Screwed End) | Zoloto
Leader
Audco
10 | C.I Strainer | Kirloskar
Hammer
Zoloto
11 | Flow Meter | FORBES MARSHALL
Eureka
RR Flowmeter
12 | Pressure Switch | Indfoss
Switzer
Danfos
13 | Pressure Gauge (Glycerine filled) | H. GURU
BELLS CONTROL
Fiebig
14 | Anti-Corrosive Coat & Wrap | I W L /
| Material | RUSTECH
PYPEKOTE
15 | Hydrant Valves | Newage
Shah Bhogilal
MINIMAX
16 | Branch Pipe with Nozzle | Newage
Shah Bhogilal
MINIMAX
17 | Fire Hoses | Newage Industries
Monsher
MINIMAX
18 | Hose Couplings | Newage
Shah Bhogilal
CMC
19 | Hose Reel | MINIMAX
Eversafe
Newage
20 | Fire Brigade Inlet Connection | Newage
Winco
MINIMAX
21 | Fire Extinguisher | Safex
TYCO
EVERSAFE
22 | Air Release Valve | I TAP
LEHRY
Hawa
23 | Paint | Asian
Berger
24 | WELDING ELECTRODES | ESAB 28 / ADVANI
25 | POWER CABLES | KEI / POLYCAB / APAR
26 | Swicthgear | Schinder/L&T/Legrand

## Electrical-Summary
SUMMARY
PROJECT :NATIONAL LAW SCHOOL OF INDIA UNIVERSITY, BENGALURU
LOCATION: BENGALURU
DESCRIPTION : ELECTRICAL WORKS
SL. NOS. | SUMMARY | SUPPLY | INSTALLATION
PART-A
1 | SECTION 1 : RCC & DWC PIPE | 0 | 0
PART-B (INTERNAL ELECTRICAL WORKS BOQ)
1 | SECTION-1 : INTERNAL CABLES & CABLE TRAY | 0 | 0
2 | SECTION-2 : LT PANELS | 0 | 0
3 | SECTION-3 : DISTRIBUTION BOARDS | 0 | 0
4 | SECTION-4 : INTERNAL WIRING & POWER RECPTACLES | 0 | 0
5 | SECTION-5 : LIFT WIRING SYSTEM | 0 | 0
6 | SECTION-6 : EARTHING SYSTEM | 0 | 0
8 | SECTION-8 : MISCELLANEOUS | 0 | 0
9 | SECTION-8 : UPS SYSTEM | 0 | 0
PART-C (ACCESS & CCTV BOQ)
1 | SECTION 1: ACCESS | 0 | 0
2 | SECTION 1: CCTV | 0 | 0
TOTAL |  | 0 | 0
Exclusions :
1. Active works of IT is not considered
2. Rate Exculdes GST and other taxes
3. Cost and Quantity to vary as per final layouts
4. Kitchen internal Electrical details
5. Solar BOQ

## RCC & DWC
BILL OF QUANTITIES
PROJECT :NATIONAL LAW SCHOOL OF INDIA UNIVERSITY, BENGALURU
LOCATION: BENGALURU
DESCRIPTION : ELECTRICAL WORKS
SUBJECT : RCC & DWC PIPE WITH INSPECTION CHAMBERS
Sl.No | DESCRIPTION | UNITS | QTY | RATE |  | AMOUNT |  | Remarks | meeting on 26-09-24 | McD Reply:
|  |  |  | SUPPLY | INSTALLATION | SUPPLY | INSTALLATION | APF Reply 30.08.24
1 | SECTION-a: DWC PIPE AND INSPECTION CHAMBERS :
1.1 | RCC & DWC Pipes
| Excavation, refilling, consolidating, compacting of earth excluding in hard rock upto a depth as listed below. Consolidation shall be carried out in layer by sufficient watering and allowing sufficient time for Settlement.Double wall corrugated DWC Pipes with pressure withstand capacity of SN-4KN/m2 as per IS: 16205 | [6 empty] | Mention IS code and withstand pressure details for DWC pipe. Mcd Reply: Updated
DWC And RCC pipes
a | 220mm dia OD 200MM dia ID DWC pipe | Rmt. | 60 | [5 empty] | add 50m for school | Updated
b | 220mm dia OD 200MM dia ID RCC pipe | Rmt. | 10
c | 160mm dia OD 150MM dia ID DWC pipe | Rmt. | RO
d | 110mm dia OD 100MM dia ID DWC pipe for ELV | Rmt. | 10
1.2 | RCC CHAMBER CONSTRUCTION
| Construction of brick masonary inspectioin chamber wit 75 class designation bricks in cement mortar1:4, RCC top slab with 1:2:4 mix, foundation concrete 1:4:8 mix, inside plastering 12mm thick with cement mortar and finished with floating coat of neat cement complete as per standard design (As per the detaclient shown in drawings) Medium duty FRP sunken type covers as per client approved of dimension with lifting hooks | [7 empty] | mention medium duty FRP cover | Updated
a | 600mm (length) x 600mm(width) x 750mm(depth).(Internal dimension). | Nos. | 5 | [5 empty] | mention only size | Updated
b | 450mm (length) x 450mm(width) x 500mm(depth).(Internal dimension). | Nos. | RO | [5 empty] | mention only size | Updated
1.3 | Earth excavation upto a depth of 600/800mm & width upto 400mm for cable / pipe, refilling, consolidating, compacting, brick and sand protection for cables. Bricks and sand protections shall be as per the enclosed sketch | Cum | 80
| Total for Section-1 |  |  |  |  | 0 | 0

## Internal Elec. works
BILL OF QUANTITIES
PROJECT :NATIONAL LAW SCHOOL OF INDIA UNIVERSITY, BENGALURU
LOCATION: BENGALURU
DESCRIPTION : ELECTRICAL WORKS
SUBJECT : INTERNAL ELECTRICAL WORKS
SL.NO. | DESCRIPTION | UNIT | QTY | RATE |  | AMOUNT
|  |  |  | SUPPLY | INSTALLATION | SUPPLY | INSTALLATION
SECTION-1 : INTERNAL CABLES & CABLE TRAY
1 | CABLES :
Supply,unloading,storing,shifting to required location, Installation, of 1.1 kV grade, 1C/3C/3.5C/4C, XLPE insulated, and PVC inner & outer sheath, stranded aluminium / Copper conductor, flat steel strip/ wire armoured cables conforming to IS:7098/ Part I (with latest amendments)and of following sizes.The cable shall bear ISI certification mark. Laying of the cable in existing hume pipe/cable tray including transportation of cable to site, and providing cable route/ joint markers and cable tie,including supply and fixing of cable tags for every 0.5 to 0.75 mtr,etc., complete as required. All cable shall be FR type. The rates shall include all leads,lifts & Staging/scffolding (if any). Imp Note: All HT & LT Cables shall be procured by contractor based on the shop drawings, site measurement and the client approved cable schedule.
END TERMINATIONS & GLAND EARTHING :
Supply, Installation, Testing & Commissioning of End terminations for cables with brass gland of Double / Single compression and copper lugs etc, complete as per specifications. Also Supply & Installation of Gland Earthing Consisting of Suitable ring and Brass Nuts, Bolts and washers. gland earthing with 14 SWG copper wire to connect to nearest earth flat. Cost of Aluminum engraving cable tag for incoming and out going cables shall be inclusive in rate.
NOTE :
Gland type : Heavy duty Brass with nickel plated
Compression : Double compression above 35 Sq.mm
Sealing Ring : Natural rubber for indoor, Neoprene for Outdoor
PVC gland should be provided for single core & multi core flexible copper cables
Only long body Aluminium lugs & copper lugs should be used for aluminum and copper armoured / unarmoured cables irrespective of sizes
1.1 | ARMOURED ALUMINIUM CABLES
1.1.1 | Supply & Installation of 3.5C x 300 Sq mm XLPE Aluminium armoured cable
| Supply & Installation | Mtrs | RO
End Termination
| Supply & Installation | Nos. | RO
1.1.2 | Supply & Installation of 3.5C x 240 Sq mm XLPE Aluminium armoured cable
| Supply & Installation | Mtrs | RO
End Termination
| Supply & Installation | Nos. | RO
1.1.3 | Supply & Installation of 3.5C x 185 Sq mm XLPE Aluminium armoured cable
| Supply & Installation | Mtrs | 525
End Termination
| Supply & Installation | Nos. | 4
1.1.4 | Supply & Installation of 3.5C x 150 Sq mm XLPE Aluminium armoured cable
| Supply & Installation | Mtrs | RO
End Termination
| Supply & Installation | Nos. | RO
1.1.5 | Supply & Installation of 3.5C x 120 Sq mm XLPE Aluminium armoured cable
| Supply & Installation | Mtrs | RO
End Termination
| Supply & Installation | Nos. | RO
1.1.6 | Supply & Installation of 3.5C x 70 Sq mm XLPE Aluminium armoured cable
| Supply & Installation | Mtrs | RO
End Termination
| Supply & Installation | Nos. | RO
1.1.7 | Supply & Installation of 3.5C x 95 Sq mm XLPE Aluminium armoured cable
| Supply & Installation | Mtrs | RO
End Termination
| Supply & Installation | Nos. | RO
1.1.8 | Supply & Installation of 3.5C x 50 Sq mm XLPE Aluminium armoured cable
| Supply & Installation | Mtrs | RO
End Termination
| Supply & Installation | Nos. | RO
1.1.9 | Supply & Installation of 3.5C x 35 Sq mm XLPE Aluminium armoured cable
| Supply & Installation | Mtrs | RO
End Termination
| Supply & Installation | Nos. | RO
1.1.10 | Supply & Installation of 4C x 25 Sq mm XLPE Aluminium armoured cable
| Supply & Installation | Mtrs | 235
End Termination
| Supply & Installation | Nos. | 4
1.1.11 | Supply & Installation of 4C x 16 Sq mm XLPE Aluminium armoured cable
| Supply & Installation | Mtrs | 244.5
End Termination
| Supply & Installation | Nos. | 4
1.1.12 | Supply & Installation of 4C x 10 Sq mm XLPE Aluminium armoured cable
| Supply & Installation | Mtrs | 762.1
End Termination
| Supply & Installation | Nos. | 20
1.1.13 | Supply & Installation of 3C x 10 Sq mm XLPE Aluminium armoured cable
| Supply & Installation | Mtrs | 2074.65
End Termination
| Supply & Installation | Nos. | 60
1.2 | ARMOURED COPPER CABLES
1.2.1 | Supply & Installation of 4C x 10 Sqmm XLPE, Cu, Ar. Cable
| Supply & Installation | Mtrs | RO
End Termination
| Supply & Installation | Nos. | RO
1.2.2 | Supply & Installation of 4C x 6 Sqmm XLPE, Cu, Ar. Cable
| Supply & Installation | Mtrs | RO
End Termination
| Supply & Installation | Nos. | RO
1.2.3 | Supply & Installation of 4C x 4 Sqmm XLPE, Cu, Ar. Cable
| Supply & Installation | Mtrs | RO
End Termination
| Supply & Installation | Nos. | RO
1.2.4 | Supply & Installation of 3C x 10 Sqmm XLPE, Cu, Ar. Cable
| Supply & Installation | Mtrs | 8.4
End Termination
| Supply & Installation | Nos. | 2
1.2.5 | Supply & Installation of 3C x 6 Sqmm XLPE, Cu, Ar. Cable
| Supply & Installation | Mtrs | 442
End Termination
| Supply & Installation | Nos. | 14
1.2.6 | Supply & Installation of 3C x 4 Sqmm XLPE, Cu, Ar. Cable
| Supply & Installation | Mtrs | 1277.8
End Termination
| Supply & Installation | Nos. | 36
1.3 | UNARMOURED COPPER CABLES (Flexible cables)
1.3.1 | Supply & Installation of 1C x 6 Sq mm Copper Flexible cable
| Supply & Installation | Mtrs | RO
End Termination
| End Termination | Nos. | RO
1.3.2 | Supply & Installation of 1C x 10 Sq mm Copper Flexible cable
| Supply & Installation | Mtrs | RO
End Termination
| End Termination | Nos. | RO
1.4 | CABLE TRAY, RACEWAYS , TRUNKING & ACCESSORIES :
TYPICAL CABLE TRAY SUPPORT DETAIL (BOLTED TYPE CABLE TRAY) :
ceiling support detail : MS angle Supports (site fabricated as per the tray width) must be welded to a square true ceiling base plate with arc welding, the base plate must be fixed to the true ceiling with 04 nos. of anchor fasteners. Supports must be made out of MS L angle type shall be provided for cable tray width of 750mm and above. For 600mm and Less than 600mm width tray support with 10mm hi-tech threaded rods & anchor fasteners. MS angle shall be provided with 2 coats of primer & 2 coats of enamel paint (approved color), Proper dressing of the cable tray supports shall be done. The size of MS L angle for tray sizes shall be as follows: 1500mm wide cable tray: 75x75x6mm, 200x200x10mm Plate, M12 Anchor fastner 750mm to 1000mm wide cable tray : 50x50x6mm, 100x100x10mm Plate, M10 Anchor fastner. Withstanding weight: 750mm tray 250-300Kg/M & 1000-1500 tray 350-400Kg/M. 450mm to 600mm wide cable tray: 10mm hi tech rods & anchor fasteners. Withstanding weight: 450 - 600 tray 150-200Kg/M. Rates shall include the cost of all scaffolding/staging required for installation of cable tray. (Supoorts and Accessroies Make : HILTI / MUPRO / PROFAB / OBO )
Cable tray support spacing for 750mm and below is 1.5M interval, for cable tray size 1000mm and above is 1M interval or as per architect. All fixing accessories & Support spacing need to cross check with respect to withstand required weight and as per the site condition.
( A ) | Supply, installation, testing & commissioning of 1.5mm thick for above MS powder coated Ladder type cable tray complete with all necessary coupler plates, elbows, tees, bends, reducers, stiffeners, grip/Anchor bolts or fasteners and other accessories and hardware need to be considered. The Quoted rate shall be inclusive of All hardware i.e. bolts, nuts, screws. washers, etc. Cable tray reduser, 90 deg bend shoud be factory fabricated. The thickness of galvanising shall be 87microns
Earthing strip of 1no of 25x6mm GI for entire length of the cable tray to be considered.
The quoted rate for the cable tray to be inclusive of suitable size GI threaded rod. For size up to 450mm shall be with threaded GI rod & above 450mm with higher dia threaded GI road to withstand weight of the tray and can have intermediate C channel supports.
Factory made customised bends suiting to design to be used .Cost to include same
1.4.1 | 600 mm X 50 mm X 2mm Light duty Ladder type cable trays. | Mtrs. | RO
1.4.2 | 300 mm X 50 mm X 2mm Light duty Ladder type cable trays. | Mtrs. | RO
1.4.3 | 100 mm X 100 mm PVC Race Way with End Caps for Distribution Board Dressing.
| Supply & Installation | Mtrs. | RO
1.4.4 | 150 mm X 60 mm PVC Trunking system for CCTV
| Supply & Installation | Mtrs. | 15
1.4.5 | 150mm wide x 100mm depth 18G DB cabinet M S Powder coated including supply & installation.
| Supply & Installation | Mtrs. | 35
1.4.6 | 300mm wide x 100mm depth 18G DB cabinet M S Powder coated including supply & installation.
| Supply & Installation | Mtrs. | RO
(B) | Supply, installation, testing & commissioning of 1.6mm thick perforated type MS powder coated cable tray without cover & with all necessary coupler plates, elbows, tees, bends, reducers, stiffeners, grip/Anchor bolts or fasteners and other accessories and hardware need to be considered coplete as per Techical specification & drawing details. The Quoted rate shall be inclusive of all hardware i.e. bolts, nuts, screws. washers, etc. Cable tray reduser, 90 deg bend shoud be factory fabricated. The thickness of galvanising shall be 87microns
The quoted rate for the cable tray to be inclusive of suitable size threaded rod. For size up to 450mm shall be with threaded GI rod & above 450mm with higher dia threaded GI road to withstand weight of the tray and can have intermediate C channel supports.
Factory made customised bends suiting to design to be used .Cost to include same
1.4.5 | 450 mm width x 50mm depth x 1.6 mm thickness.
Note : Without cover
| Supply & Installation | Mtrs. | 20
1.4.6 | 300 mm width x 50mm depth x 1.6 mm thickness.
Note : With out cover
| Supply & Installation | Mtrs. | 125
1.4.7 | 200 mm width x 50mm depth x 1.6 mm thickness.
Note : With out cover
| Supply & Installation | Mtrs. | 15
1.4.8 | 150 mm X 50 mm X 1.6mm Light duty Perforated type cable trays
Note : With out cover
| Supply & Installation | Mtrs. | 190
1.4.9 | 100 mm X 50 mm X 1.6mm Light duty Perforated type cable trays
Note : With out cover
| Supply & Installation | Mtrs. | RO
1.4.10 | 200 mm width x 50mm depth x 1.6 mm thickness.
Note : With cover
| Supply & Installation | Mtrs. | 115
1.4.11 | 150 mm X 50 mm X 1.6mm Light duty Perforated type cable trays
Note : With cover
| Supply & Installation | Mtrs. | 40
1.4.12 | 100 mm X 50 mm X 1.6mm Light duty Perforated type cable trays
Note : With cover
| Supply & Installation | Mtrs. | 120
(C) | Hot dipped Perforated type cable trays with concrete pedestrial every 1 mtr in outdoor
1.4.13 | 300mm wide with 50 mm depth Light duty 2 mm thick Perforated type cable trays (terrace)
Note : With cover
| Supply & Installation | Mtrs. | RO
1.4.14 | 200mm wide with 50 mm depth Light duty 2 mm thick Perforated type cable trays (terrace)
Note : With cover
| Supply & Installation | Mtrs. | 40
1.4.15 | 100mm wide with 50 mm depth Light duty 2 mm thick Perforated type cable trays (terrace)
Note : With cover
| Supply & Installation | Mtrs. | 120
(D) | Ceiling Raceway
Supply, installation of MS powder coated raceways with 1.6mm for body and 1.6mm for cover .The raceways shall be complete with all necessary coupler plates, elbows, tees, bends, reducers, stiffeners and other accessories and hardware in complete as per technical specification & drawing. Junction boxes to be provided with enough supports inside the box.
The quoted rate for the raceway to be inclusive of suitable size threaded rod. For size up to 450mm shall be with threaded GI rod & above 450mm with higher dia threaded GI road to withstand weight of the tray and can have intermediate C channel supports.
Factory made customised bends suiting to design to be used .Cost to include same
1.4.16 | 300mm wide with 50 mm depth Light duty 2 mm raceway
Note : With cover
| Supply & Installation | Mtrs. | 30
1.4.17 | 200mm wide with 50 mm depth Light duty 2 mm raceway
Note : With cover
| Supply & Installation | Mtrs. | 155
1.4.18 | 150mm wide with 50 mm depth Light duty 2 mm raceway
Note : With cover
| Supply & Installation | Mtrs. | 45
1.4.19 | 100mm wide with 50 mm depth Light duty 2 mm raceway
Note : With cover
| Supply & Installation | Mtrs. | 225
(E) | Floor Raceway
Supply & Installation of following size GI raceway / wire way with cover, made out of 16 SWG GI for body and 14 SWG GI for cover.
Junction boxes to be provided with enough supports inside the box.
Raceway installed below screeded floor shall include necessary mounting supports, junction boxes and accessories to fix it firmly to the ground.
The raceways shall be fixed to the floor with GI (25mm x 3mm) strips so that there is no movement of the channels when civil work (pouring of cement concrete) is being done.
Race ways to be covered with Chicken mesh before concreting. Curing compound to be applied after initial setting of the concrete.
All edges, cut faces shall be free of burrs & shall be smooth. Jointing of the raceways to be done using fisher plates, connectors
The channels shall be earthed at the boxes and at the joints with 14 SWG bare copper wire with screws so that earth is continuous.
Floor chipping cost to be included
1.4.20 | 200mm wide with 40 mm depth Light duty 2 mm raceway
Note : With cover
| Supply & Installation | Mtrs. | RO
1.4.21 | 100mm wide with 40 mm depth Light duty 2 mm raceway
Note : With cover
| Supply & Installation | Mtrs. | 110
1.4.22 | 100mm wide with 40 mm depth Light duty 2 mm powder coated raceway
Note : With cover
| Supply & Installation | Mtrs. | 20
(E) | Floor junction box
GI Junction boxes with cover, with 1.6mm for body and 1.6mm for cover to be provided with enough supports inside the box.
Height of the box to match to the finished floor level (customisation of junction box to be considered to match the screeded floor)
1.4.22 | 125x125x50mm GI junction box
| Supply & Installation | Nos | 391
1.4.23 | 175x175x50mm GI junction box
| Supply & Installation | Nos | RO
(F) | Basket type tray
Providing and Fixing of 4mm dia Cabloffill wire mesh cable tray system made out of Electrozinc Steel Wire Cable trays and bent into final shape. All cable trays, shall be manufactured with a longitudinal ‘T-welded’ safety edge and Trays shall be constructed with a 50 mm x 100 mm mesh configuration complete with couplers, C mountings and all accessories as required.
The rate shall include all necessary supporting structure using appropriate L angles/ Channels etc for the tray size.
Tray to withstand the industrial sockets / data boxes if any mounted on them
1.4.24 | 600 x 200mm Size | Nos | RO
1.4.25 | Supplying and fabricating of MS structural steel supports for Cable tray L.T.cables using U channels, MS angle iron, bolts, nuts, anchor bolts (Hilti) etc., required for the work, cut to the size, bent to shape, welding, grouting etc., complete. Supports shall be powder coated with required colour to be as per the color of Electrical equipments and requirement of client. | Kgs | 50
| TOTAL FOR SECTION-1 |  |  |  |  | 0 | 0
2 | SECTION-2 : LT PANELS
LT Panel :
Supplying, Installation,unloading,,storing ,shifting,Testing & commissioning of Form 4A compartment type indoor(IP 42) LT panels suitable for 415V, 3 phase, 4 Wire 50 Hz AC supply system of suitable size fabricated in compartmentalized design from CRCA sheet steel of 1.6 mm thickness for body , 2mm thickness for frame work and covers, 3mm thickness for gland plates with stiffeners where ever required and shall be dust and vermin proof construction.
1. The panel must be have suitable capacity extensible type TPN copper/Aluminium bus bars,Fire retardant DMC/SMC fillings for openings around bus bar near the sectional barriers.
2. All MCB's to be provided with terminal blocks in the cable alley with labelling works as per design
3. All the LT switchgears shall be compatable to be integerated with BMS and shall be provided with Remote operation & RS-485/Modbus protocol.
4. The breaker should have an integrated short circuit release which gives protection against short circuit in case of failure of microprocessor release.
5. MS stand of suitable height to be included suiting to site condition if any.
6.Space heaters for main panel to be provided.
7. All MCCBs both Incoming & Outgoing shall have LED 'ON / OFF / TRIP' indications without fail.
8. CTs shall be of cast resin type only.
9. All doors to have double rubber gasket with shutter assembly & door seating frame.
10. TM based MCCB's upto 250A & MicroProcessor based for 250A & above.
11. The current density for Aluminium busbars shall be 0.8 only.
12. The current density for Copper busbars shall be 1.2 -1.4 only.
13. All UPS outgoing panels shall have neutral busbars double the size of phase.
14. FRLS PVC copper wires shall be used for control wiring
15.MIMIC sticker to be considered for main panel
16. LOTO provision shall be done for all panels wherever applicable
17. Please share detailed discrimination report indicating the type and setting of the breakers considered.
2.1 | Academic block panel | No | 1
2.2 | Terrace panel | No
2.3 | Lift Panel | No | 2
2.4 | UPS output DB | No | 2
2.5 | Kitchen panel | No | 1
2.6 | Outdoor lighting panel | No | 1
| TOTAL FOR SECTION-2 |  |  |  |  | 0 | 0
3 | SECTION-3 : DISTRIBUTION BOARDS
Supply, Installation, Testing and Commissioning of MCB Distribution board as per approved installation dwgs.
Wall mounted MCB DBs with MS wire way box on top / bottom & on sides. MCBs shall be rated for 10kA with current limiting feature. Dummy ways to be covered with blank plates. All out going ways shall be labelled & laminated.
Enclosure:1.2mm CRCA Sheet Steel, Powder Coated
Door : Double Door
Protection : IP 42
Cable Entry : Top & Bottom (As per site condition)
For UPS distribution ELCB's shall be harmonic resistant (SI Series)
Bus bar : Shall be tinned Copper and 200% rating for UPS DB Neutral Link
MCB's : 10kA 'C' Curve for Lighting & Raw power, 10kA 'D' Curve for UPS Distribution
Note:
1) Separate Earth bus/Neutral bus for each phase
2) Each Circuit shall have yellow ferrules with circuit number.
3) Accessories required for installation of DB's on Wall/Column/Gyp Board shall be considered
4) DB's shall be covered with powder coated (paint should match with DB Color) wire ways all around and up to ceiling to receive incoming circuits
5) Laminated A3 OR A4 size SLD copy shall be pasted inside DB door
6) Safe shroud for Neutral link shall be provided
(Notes: Local fabrication Not permitted. Only factory made boxes shall be installed)
A | LIGHTING DB's
3.1 | 1ø, SERVER DB
1ø, 8way SPN DB
Incoming : 40A DP RCBO 30mA
Outgoing: 4 Nos.16A SP MCB ( 'C' curve)
| Supply & Installation | Nos. | RO
B | LIGHTING & POWER DB
3.2 | 1ø, 16way SPN DB (LRPDB'S)
Incoming : 40A DP RCBO 30mA
Outgoing: 12 Nos.10A/16A SP MCB ( 'C' curve)
| Supply & Installation | Nos. | 1
3.3 | 1ø, 12way SPN DB (LRPDB'S)
Incoming : 40A DP RCBO 30mA
Outgoing: 8 Nos.10A/16A SP MCB ( 'C' curve)
| Supply & Installation | Nos. | 3
3.4 | 1ø, 20way SPN DB (LDB'S)
Incoming : 25A DP RCBO 30mA
Outgoing: 16 Nos.10A SP MCB ( 'C' curve)
| Supply & Installation | Nos. | 9
3.5 | 1ø, 16way SPN DB (LDB'S)
Incoming : 25A DP RCBO 30mA
Outgoing: 12 Nos.10A SP MCB ( 'C' curve)
| Supply & Installation | Nos. | 3
3.6 | 1ø, 12way SPN DB (ELDB'S & LDBS)
Incoming : 25A DP RCBO 30mA
Outgoing: 8 Nos.10A SP MCB ( 'C' curve)
| Supply & Installation | Nos. | 7
3.7 | 1ø, 12way SPN DB (RPDB'S)
Incoming : 40A DP RCBO 100mA
Outgoing: 8 Nos.10A/16A SP MCB ( 'C' curve)
| Supply & Installation | Nos. | 9
3.8 | 1ø, 16way SPN DB (RPDB'S)
Incoming : 40A DP RCBO 100mA
Outgoing: 12 Nos.10A/16A SP MCB ( 'C' curve)
| Supply & Installation | Nos. | 4
3.9 | 1ø, 16way SPN DB (ACDB'S)
Incoming : 40A DP RCBO 100mA
Outgoing: 12 Nos.10A/16A SP MCB ( 'C' curve)
| Supply & Installation | Nos. | 1
3.1 | 1ø, 12way SPN DB (ACDB'S)
Incoming : 40A DP RCBO 100mA
Outgoing: 8 Nos.10A/16A SP MCB ( 'C' curve)
| Supply & Installation | Nos. | 1
3.11 | 3ø, 8Way TPN RPDBS
Incoming - 40A 4P MCB
Sub incommer: 3Nos. 32A DP RCCB (100 mA) for each phase
Outgoings: 18Nos.16A SP MCB ( 'C' curve)
| Supply & Installation | Nos. | 5
3.12 | 3ø, 12Way TPN RPDBS
Incoming - 40A 4P MCB
Sub incommer: 3Nos. 32A DP RCCB (100 mA) for each phase
Outgoings: 30Nos.16A SP MCB ( 'C' curve)
| Supply & Installation | Nos. | 1
C | UPS DB's
3.13 | 1ø, 12way SPN DB (UDB'S)
Incoming : 40A DP RCBO 300mA
Outgoing: 8 Nos.10A/16A SP MCB ( 'D' curve)
| Supply & Installation | Nos. | 3
TOTAL FOR SECTION-3
4 | SECTION-4 : INTERNAL WIRING & POWER RECPTACLES
Supply and wiring for primary light point with FRLS Copper wire / cable 1.1KV grade ISI marked PVC insulated multi- strandard copper wire / multi core copper flexible cable conforming to IS:694 (with latest ammendments )in ISI marked 25mm dia heavy duty 2.0mm thick electrical grade FRLS PVC conduit with necessary accessories such as bends, collars, junction boxes and pull boxes and with covering covering plate as required as per the site condition on open/surface /concealed in ceiling, wall, column, floor,conforming to IS 9537-3 (1983)(with latest amendments). Including supply and fixing of 5amps flush type modular (plate) control switches fixed in suitable size sheet metal flush box suitable for modular switches and covered with modular siwtch plates and all necessary components and earthing, supply of terminating lugs and all fixing materials,accessories,and interconnections complete as required. This work includes chipping, chasing,clamping,filling and all related minor civil works. The rates shall include all leads,lifts & Staging/scffolding (if any).(Includes of conduit cost)
4.1 | Lighting controlled by MCB : Wiring for primary light point & secondary light points with 2Rx2.5sqmm + 1Rx1.5sqmm FRLS Copper wire in 25mm dia FRLS PVC conduit.
4.1.1 | Primary Points controlled by MCB
| Supply & Installation | Nos. | 55
4.1.2 | For every additional secondary point controlled by MCB
| Supply & Installation | Nos. | 420
4.2 | Lighting controlled by Switch : Wiring for primary light point & secondary light points with 2Rx2.5sqmm + 1Rx1.5sqmm FRLS Copper wire in 25mm dia FRLS PVC conduit.
4.2.1 | Primary Points
| Supply & Installation | Nos. | 570
4.2.2 | For every additional secondary point
| Supply & Installation | Nos. | 600
4.3 | Lighting controlled by sensor + Switch : Wiring for primary light point & secondary light points with 2Rx2.5sqmm + 1Rx1.5sqmm FRLS Copper wire in 25mm dia FRLS PVC conduit.
4.3.1 | Primary Points
| Supply & Installation | Nos. | 185
4.3.2 | For every additional secondary point
| Supply & Installation | Nos. | 360
4.3.3 | Ceiling fan point controlled by a switch and stepped type electronic regulator. Rate to be include of 10mm MS hook housed in 16 gauge MS box flush mounted in celing slab. Rate to include cost of regulator and switch.
| Supply & Installation | Nos. | 255
4.3.4 | Supply & Installation of 1200mm sweep ceiling mounted BLDC fan with 1mtr rod and fan hook to fixing the fan and required nuts and bolts following specs. 1200 MM Fan Size :1200 MM, Input Power : 30-35W @ 385rpm 25W @ 320rpm Maximum Speed: 385 RPM, Power Factor >0.9, Voltage Range :90-300 Vac without remote control with electronic type regulator. Regulator has shown in separate line item.
| Supply & Installation | Nos. | 230
4.3.5 | Supply & Installation of 900mm sweep ceiling mounted BLDC fan with 1mtr rod and fan hook to fixing the fan and required nuts and bolts following specs. 900 MM Fan Size :900 MM, Input Power : 30-35W @ 385rpm 25W @ 320rpm Maximum Speed: 385 RPM, Power Factor >0.9, Voltage Range :90-300 Vac without remote control with electronic type regulator. Regulator has shown in separate line item.
| Supply & Installation | Nos. | 25
4.3.6 | Exhaust fan point with ceiling rose provided near fan and controlled by a 6A switch.
| Supply & Installation | Nos. | RO
4.3.7 | Installation of Exhaust Fan Dia of 300mm with PVC self operated louvers and required fixing accessories
| Supply & Installation | Nos. | RO
4.3.8 | Supply & Installation of Wall mounted fan point
| Supply & Installation | Nos. | 5
4.4 | Circuit wiring for Lighting :
Supply and wiring of FRLS, 1.1KV grade, ISI marked, PVC insulated multistranded copper wire / cable of below sizes along with earth wire conforming to IS:694 (with latest amendments) in existing 25mm dia FRLS PVC conduit from DB to the first point / switch board/sensor as required and approved by the consultant / client.as per the site condition on open/surface /concealed in ceiling, wall, column, floor as required. .(Includes of conduit cost)
Circuit wiring for Raw power & UPS Power sockets :
Supply & Wiring for Raw Power and UPS circuit of the following sizes with FRLSH PVC insulated & sheathed Multi core copper cable, conforming to IS:694 (with latest ammendments ) in existing conduit/raceway from DB to the sockets & including looping between sockets of same circuit as required and approved by the consultant/client. The rates shall include all leads,lifts & Staging/scffolding (if any).as per the site condition on open/surface /concealed in ceiling, wall, column, floor as required. (Includes of conduit cost) Color coding to be maintained : For Raw power : Black - Outer sheath, Red-Black-Green, Yellow-Black-Green, Blue-Black-Green. For UPS : White - Outer sheath, Red-Black-Green, Yellow-Black-Green, Blue-Black-Green.
4.4.1 | 2R x 2.5 sq.mm + 1 R x 1.5 sq.mm earth wire for Light Circuit Mains
| Supply & Installation | Mtrs | 8999.5
4.4.2 | 2R x 4 sq.mm + 1 R x 2.5 sq.mm earth wire for Power Circuit Mains
| Supply & Installation | Mtrs | RO
4.4.3 | 1.2 mtrs 3C x 2.5 sq.mm coper cable for lights (juction box to light drop) transparent/white
| Supply & Installation | Mtrs | 340
4.4.4 | 1.8 mtrs 3C x 2.5 sq.mm coper cable for lights (juction box to light drop) transparent/white
| Supply & Installation | Mtrs | 25
4.4.5 | 3C x 4 sq.mm coper cable for Power Circuit Mains for exhaust fans
| Supply & Installation | Mtrs | 500
4.4.6 | 3C x 2.5 sq.mm coper cable for Power Circuit Mains
| Supply & Installation | Mtrs | 14500
4.4 | Conduits for Circuit wiring :
Supplying and fixing of following sizes of 2.0mm thick electrical grade FRLS PVC conduit surface run /concealed in ceiling, wall, column, floor, conforming to IS 9537-3 (1983) (with latest amendments) with necessary fixing accessories for ckt. mains or submains as required with necessary accessories such as bends, collars, junction boxes and pull boxes & wire and with covering covering plate as required as per the site condition and as approved by the client/ consultants. (From DB to Switch plate)
Conduit color code: Power conduit - Black,Security conduit - Blue, Fire alarm conduit -Red, Low voltage conduit - Brown, UPS Conduit - Green(may vary as per architect intent)
4.4.1 | 25mm dia concealed Conduit power + data
| Supply & Installation | Mtrs | 5600
4.4.2 | 32mm dia concealed Conduit power + data
| Supply & Installation | Mtrs | 525
4.4.3 | 32mm dia floor Conduit power + data
| Supply & Installation | Mtrs | 60
4.4.4 | 25mm dia floor Conduit power + data
| Supply & Installation | Mtrs | 1255
4.4.5 | 32mm dia open Conduit power + data
| Supply & Installation | Mtrs | 780
4.4.6 | 25mm dia open Conduit power + data
| Supply & Installation | Mtrs | 2250
4.4.7 | 20mm dia Flexible Conduit.
| Supply & Installation | Mtrs | 50
4.4.6 | 25mm dia Flexible Conduit.
| Supply & Installation | Mtrs | 50
4.4.7 | 20mm dia Polyamide Flexible Conduit Gland
| Supply & Installation | Nos | 50
4.4.8 | 25mm dia Polyamide Flexible Conduit Gland
| Supply & Installation | Nos | 600
4.4.9 | 32mm dia Polyamide Flexible Conduit Gland
| Supply & Installation | Nos | 25
4.5 | PLUG & SOCKETS :
4.5.1 | Supply and installation of 3 No. 6A 3 pin/ 5 pin shuttered universal socket controlled by 1 No. 6 amps SP modular switch, with modular plate and cover in front on table, without back box, with interconnection etc. as required.
| Supply & Installation | Nos. | 681
4.5.2 | Supply and installation of 1 No. 6A 3 pin/ 5 pin shuttered universal socket with modular plate and cover in front on surface or in recess, with back box, with interconnection etc. as required.
| Supply & Installation | Nos. | 88
4.5.3 | Supplying and installation of 3/5 pin 6/16 amps modular socket outlet controlled by 1 No. 16 amps SP modular switch, with modular plate and cover in front on surface or in recess, with suitable back box,interconnection etc. as required. For handrier
| Supply & Installation | Nos. | 36
4.5.4 | Supplying and installation of 3/5 pin 6/16 amps modular socket outlet controlled by 1 No. 16 amps SP modular switch, with modular plate and cover in front on surface or in recess, with suitable back box,interconnection etc. as required. For cleaning
| Supply & Installation | Nos. | 203
4.5.5 | Supplying and installation of 3/5 pin 6/16 amps modular socket outlet controlled by 1 No. 16 amps SP modular switch, with modular plate and cover in front on surface or in recess, with suitable back box,interconnection etc. as required. For AC
| Supply & Installation | Nos. | 34
4.5.6 | Supplying and installation of 3/5 pin 16 amps modular socket outlet controlled by 1 No. 16 amps SP modular switch, with modular plate and cover in front on surface or in recess, with suitable back box,interconnection etc. as required. For projector
| Supply & Installation | Nos. | 14
4.5.7 | Supply and installation of 3 No. 16A 3 pin/ 5 pin shuttered universal socket controlled by 1 No. 16 amps SP modular switch, with modular plate and cover in front on surface or in recess, with back box, with interconnection etc. as required.
| Supply & Installation | Nos. | 16
4.5.7 | Readymade floor mounted Junction box with provision to locate 1 set of 2x6A socket controlled by 16A switch and provision to mount 2Data outlets - Box to be of height adjustable type and match to false floor height of 150mm. Top of the floor box to be flushed with the floor level / carpet finish . Box to exclude cost of sockets. (However the box height should match as per the site condition. No extra cost shall be paid for any deviation on the dimension)
| Supply & Installation | Nos. | 25
4.5.8 | Supply and installation of weather proof 40A MCB with ELCB box for AC IP65
| Supply & Installation | Nos. | 2
4.5.9 | Supply and installation of weather proof 20A MCB with ELCB box for AC IP65
| Supply & Installation | Nos. | 1
4.6 | INDUSTRIAL TYPE SOCKETS
4.6.1 | Supply and Installation of 1 Phase, 16A Industrial type socket lockable with Straight plug (IP 44 IK 08) of Plastic moulded all necessary interconection wires etc.for sever room
| Supply & Installation | Nos. | 4
4.6.2 | Supply and fixing of 3 Phase 16A Tempra Industrial plug and socket (IP 44,IK-09)of Plastic moulded, 4P MCB, and with all necessory interconeection wires etc. (For Kitchen Sockets)
| Supply & Installation | Nos. | RO
4.6.3 | Supply and Installation of Surface mounted Type 3 Phase, 40A Clipsal Industrial socket with Interlock switched Socket (IP 66/67, IK-09) of Plastic moulded, with din rail mounted controlled by 100mA 4P RCCB, with all necessary interconection wires etc.push button near the units. (For Kitchen Sockets)
| Supply & Installation | Nos. | RO
4.6.4 | Supply and Installation of 1 Phase , DP 16A Isolator with Enclosure(IP 66/67, IK-09) of Plastic moulded, and with all necessary interconection wires etc.
| Supply & Installation | Nos. | RO
4.7 | Supply, Installation, Testing and End Termination of Industrial type plug and sockets wiring for kitchen equipments :
4.7.1 | 3Cx2.5 Sq.mm Cu. Flexible cable | mtrs | RO
4.7.2 | 3Cx4 Sq.mm Cu. Flexible cable | mtrs | RO
4.7.3 | 3Cx6 Sq.mm Cu. Flexible cable | mtrs | RO
4.7.4 | 4Cx6 Sq.mm + 1Cx4Sqmm. Cu. Flexible cable | mtrs | RO
4.7.5 | 4Cx4 Sq.mm + 1Cx2.5Sqmm. Cu. Flexible cable | mtrs | RO
4.7.6 | 4Cx10 Sq.mm + 1Cx6Sqmm. Cu. Flexible cable | mtrs | RO
TOTAL FOR SECTION-4
5 | SECTION-5 : LIFT WIRING SYSTEM
5.1 | Installation, Testing & Commissioning of Lift DB as per lift vender requirement.
| Installation | Nos. | 2
5.2 | Supply & Installation of Lift way Light point wiring with 2Rx2.5 Sqmm + 1Rx1.5 Sqmm FRLS Cu. Wire drawn in 20mm dia MS Conduit with all required accessories. (to be followed as per ceig requirement) for all floors GF + 5 floors.
| Supply & Installation | Nos. | 2
5.3 | Supply & Installation of Lift way power socket point wiring with 6/16 5Pin socket controlled by 16A DP switch using 2Rx4 Sqmm+ 1Rx2.5 Sqmm FRLS Cu. Wire drawn in 25mm dia MS Conduit with all required accessories.(to be followed as per ceig requirement) for all floors GF + 5 floors.
| Supply & Installation | Nos. | 2
5.4 | Installation and Comminsioing of 10W LED Bulkhead fitting with all fixing accessories. (Lamp colour 4000K)
Area of usage : Lift Shafts
| Installation | Nos. | 10
5.5 | Scope to include obtaining permission for installation of Lifts from State department(EB)/CEIG authorities. Necessary statutory approvals from the CEIG/State department(EB) including submission of drawings, necessary details, co ordination with all the agencies/Local Govt departments involved etc., for obtaining the CEIG apporval for Lifts operations. (Note:-Statutory demand note fee will be paid by clinet). | LS | 1
TOTAL FOR SECTION-5
6 | SECTION-6 : EARTHING SYSTEM
6.1 | GI Earth plate 600 x 600 x 6mm GI plate confirming to IS 3043 with latest ammendments & as per IS / NBC standards.The RCC chamber along with Medium duty FRP recessed cover of 450mm x 450mm should be provided which is flushed to the floor level. The job is including excavation,civil work & the excess soil have to remove from the site location. The resistance of earth pit should be less than 1.0 ohm.
| Supply & Installation | Nos. | 8
6.2 | Copper Earth Plate 600 x 600 x 3mm Copper plate confirming to IS 3043 with latest ammendments & as per standards. The RCC chamber along with Medium duty FRP recessed cover of 450mm x 450mm should be provided which is flushed to the floor level.The job is including excavation,civil work & the excess soil have to remove from the site location. The resistance of earth pit should be less than 1.0 ohm.
| Supply & Installation | Nos. | 2
6.3 | Supply and laying following sizes of GI/Copper W ire/strips including supply of fixing clamps and accessories when laid inside the building and inclusive of excavation & refilling of earth when laid outside the building and interconnections with earth pit and equipment, terminations/ interconnections in an approved manner as per IS:3043 (with latest amendments) inclusive of supply of all hardwares complete as required.GI conductor joints shall be bolted and joints shall be protected with bitumen paint.Copper conductor joint shall be brazed or rivetted .The equipment connection shall be bolted using galvanized hardware or bolted by using passivated hardware.
a | Providing and fixing 25mm x 6mm Cu strip | Mtr | RO
b | Providing and fixing 25mm x 3mm Cu strip | Mtr | RO
c | Providing and fixing 50mm x 10mm GI strip | Mtr | 50.2416
c | Providing and fixing 50mm x 6mm GI strip | Mtr | 25.2
d | Providing and fixing 25mm x 6mm GI strip | Mtr | 1580.0416
e | Providing and fixing 25mm x 3mm GI strip | Mtr | 394.8
f | Providing and fixing of 8 SWG GI Wire | Mtr | 729.6
6.5 | Providing and fixing earth bus of 2Rx25x6 mm GI strip on surface with suitable fixing arrangement (insulator) as required. | Nos | 10
6.6 | Providing and fixing earth bus of 2Rx25x6 mm copper strip on surface with suitable fixing arrangement (insulator) as required. | Nos | RO
TOTAL FOR SECTION-6
8 | SECTION-8 : MISCELLANEOUS
8.1 | Shock treatment chart as approved by Electrical board and framed and hanged in a pre-dominant position. | No.s. | 1
8.2 | Supplying and fixing of First-aid box for five persons, containing materials confirming to IS:2217-1963 | No.s. | 1
8.3 | Supplying and fixing of as per IE-Rules First-aid chart on the existing wall including mounting accessories etc. as required. | No.s. | 1
8.4 | Supplying of Electrical resistant 1.1 kV grade rubber hand gloves pair of 15" size as per IS 47701991 | Pairs | 1
8.5 | Supply & Installation of of Electro mat nominal 2.0 mm thick 1MTR width, 10MTR length class A Voltage up to 3.3 KV electrically insulated PVC Synthetic mat confirming to IS:15652:2006 having minimum dielectric strength of 30kv Colour Blue (Fire Retardant) | Nos | 4
8.6 | Display of Laminated Electrical inspectorate Approved Drgs & SLD A1/A0 Size. (For Indivisual Blocks) | No.s. | 1
8.7 | Supply & Installation of fire buckets stand with 4 Nos of fire buckets in the stand duly filled with sand. The stand shall be fabricated in the approved manner of the appropriate authorities and located outside of Electrical Panel Room | Nos. | 1
8.8 | Danger signage stickers on all the DB frames | Nos. | 48
8.9 | Supply, installation of powder coated 'C' channel support with thread rod support for suspending the lights below services and to route cable in same for connectivity with necessary accessories. ( Support for fixtures below AC duct) | Nos. | RO
8.1 | As built drawings:
| Preparation and Submission of as built drawings of total work executed (5 Sets hard and 5 Sets soft copy) Hard copies in A0 size and soft copy in CD / Pendrive | Nos. | 1
8.11 | Supply & Erection of adjustable Powder Coated Supports for Lighting sensor. Erection of supports to be coordinated with vendor. The contractor to ensure the proper coordination is been done & supports are installed on the desired location of vendor | Nos. | 150
8.12 | Wall chasing and refilling with cement mortar for wall conduiting (2"x2") | RMtrs. | RO
8.13 | fire sealant | CMtrs. | 10
8.14 | 1.2-1.5m Vertebraes for desks. | Nos. | RO
TOTAL FOR SECTION-8
8 | SECTION-8 : UPS SYSTEM
8.1 | Supplying and fixing of 20KVA UPS system with 15 min battery backup inculding cabinets , racks , fixing accessories as required. | No.s. | 1
a | 1 x 20 KVA 3phase in 1 phase outIGBT INVERTER System in PRS configuration as specified complete with : IGBT Rectifier / Charger, 230V, +15%,50Hz, + 5%, Static inverter, Static switch & bypass changeover switch Controls, Switchgear, with input pf of 0.9, system power walk-in upto 20 secs,Inputcurrent harmonic distortion(THD) <10%,Rectifier DC Voltage Ripples<1%, Rectifier DC Current ripples max 5% of battery capacity and all accessories with earthing as per the broad power scheme
b | BATTERIES: 12Volts batteries for item no. 8.1 above 20kVA UPS with 15Mins back-up, Sealed maintenance free, Valve regulated type with rack. End caps to be provided for batteries to avoid corrotion.
c | OTHER ACCESSORIES: Battery cabinet for item no.8.1.b above with suitable ventilators, copper cables/buslinks between batteries, copper cables between UPS & batteries, DC MCCB Box, DC isolator panel for battery strings (DC Isolator box shall be individual for each UPS / Battery string).
8.2 | Supplying and fixing of 7.5KVA UPS system with 30 min battery backup inculding cabinets , racks , fixing accessories as required. | No.s. | 1
a | 1 x 7.5 KVA 3phase in 1phase out IGBT INVERTER System in PRS configuration as specified complete with : IGBT Rectifier / Charger, 230V, +15%,50Hz, + 5%, Static inverter, Static switch & bypass changeover switch Controls, Switchgear, with input pf of 0.9, system power walk-in upto 20 secs,Inputcurrent harmonic distortion(THD) <10%,Rectifier DC Voltage Ripples<1%, Rectifier DC Current ripples max 5% of battery capacity and all accessories with earthing as per the broad power scheme
b | BATTERIES: 12Volts batteries for item no. 8.2 above 7.5kVA UPS with 30Mins back-up, Sealed maintenance free, Valve regulated type with rack. End caps to be provided for batteries to avoid corrotion.
c | OTHER ACCESSORIES: Battery cabinet for item no.8.2.b above with suitable ventilators, copper cables/buslinks between batteries, copper cables between UPS & batteries, DC MCCB Box, DC isolator panel for battery strings (DC Isolator box shall be individual for each UPS / Battery string).
8.3 | Supplying and fixing of 10KVA UPS system with 90 min battery backup inculding cabinets , racks , fixing accessories as required. | No.s. | 1
a | 1 x 10 KVA 3phase in 1phase out IGBT INVERTER System in PRS configuration as specified complete with : IGBT Rectifier / Charger, 230V, +15%,50Hz, + 5%, Static inverter, Static switch & bypass changeover switch Controls, Switchgear, with input pf of 0.9, system power walk-in upto 20 secs,Inputcurrent harmonic distortion(THD) <10%,Rectifier DC Voltage Ripples<1%, Rectifier DC Current ripples max 5% of battery capacity and all accessories with earthing as per the broad power scheme
b | BATTERIES: 12Volts batteries for item no. 8.3 above 10kVA UPS with 90Mins back-up, Sealed maintenance free, Valve regulated type with rack. End caps to be provided for batteries to avoid corrotion.
c | OTHER ACCESSORIES: Battery cabinet for item no.8.3.b above with suitable ventilators, copper cables/buslinks between batteries, copper cables between UPS & batteries, DC MCCB Box, DC isolator panel for battery strings (DC Isolator box shall be individual for each UPS / Battery string).
TOTAL FOR SECTION-9
SUMMARY | [5 empty] | Total Supply Amount | Total Installation Amount
1 | SECTION-1 : INTERNAL CABLES & CABLE TRAY |  |  |  |  | 0 | 0
2 | SECTION-2 : LT PANELS |  |  |  |  | 0 | 0
3 | SECTION-3 : DISTRIBUTION BOARDS |  |  |  |  | 0 | 0
4 | SECTION-4 : INTERNAL WIRING & POWER RECPTACLES |  |  |  |  | 0 | 0
5 | SECTION-5 : LIFT WIRING SYSTEM |  |  |  |  | 0 | 0
6 | SECTION-6 : EARTHING SYSTEM |  |  |  |  | 0 | 0
7 | SECTION-8 : MISCELLANEOUS |  |  |  |  | 0 | 0
8 | SECTION-8 : UPS SYSTEM |  |  |  |  | 0 | 0
TOTAL : | [5 empty] | 0 | 0
GRAND TOTAL : | [5 empty] | 0

## Access & CCTV
BILL OF QUANTITIES
PROJECT :NATIONAL LAW SCHOOL OF INDIA UNIVERSITY, BENGALURU
LOCATION: BENGALURU
DESCRIPTION : ELECTRICAL WORKS
SUBJECT : INTERNAL LT WORKS
SL.NO. | DESCRIPTION | UNIT | QTY | RATE |  | AMOUNT
|  |  |  | SUPPLY | INSTALLATION | SUPPLY | INSTALLATION
SECTION-1 :ACCESS
1 | Biometric face Readers for class rooms: Supply, Installation, Testing and Commssioining of Biometric fingerprint card reader with UL Certified sensor with 3,000 face templates, 250,000 IDs in authorized user list, 1 Million logs, unlimited on card, False Rejection / Acceptance Rate 0.01% / 0.001%, IP65 and vandal resistant (IK08) as per technical specifications. | Nos | 20
SECTION-2 : CCTV
1 | 2MP Fixed Bullet Camera
| Supply, Installation, Testing & Commissioning of 2MP Fixed Bullet Camera 2MP 1920(H)×1080(V))@60FPS, 1/2.8" Progressive CMOS (Scanning System), Focal Length: Fixed 3.6mm, Color 0.002lux @ F1.6(AGC ON); B/W 0 lux @ IR ON, FOV: Horizontal: Horizontal: 87°, Vertical:44°, Diagonal: 104°,Min. Object Distance :2m ,IR Distance: 30m, S/N Ratio ≥55dB , BLC, 3D DNR, WDR: 120dB, AGC, White Balance, Privacy Masking (4 Zone),IR cut filter with auto switch(Day/Night/Auto/Image/Schedule ) , Electronic Shutter: 1/5 ~ 1/20000sec, Including: Built-in microphone, Video Compression: H.264 & H.265, Unicast/Multicast Streaming, Video Streams: Triple-Stream, Primary Stream: 60fps -1080P(1920x1080),960P(1280x960),720P(1280x720), Secondary Stream: 30fps @ 720P(1280x720),VGA(640x480),QVGA(320x240),Tertiary Stream: 30fps VGA(640x480), QVGA(320x240), Bitrate: 256Kbps ~ 8Mbps (CBR/VBR), Protocol : TCP/IP,HTTP,DHCP,DNS,DDNS,RTP/RTSP,SMTP,NTP,UPnP,SNMP,HTTPS,FTP, ONVIF( Profile S/G/T), AI Support: Face Detection, Human & Vehicle Detection, Perimeter Intrusion Detection, Line Crossing Detection, Cross Counting, Stationary Object Detection, Heat Map, Crowd Density Detection, Queue Length Detection, Rare Sound Detection, Web Browser : IE10/11, Safari V12.1 above, Firefox V.52 above, Google chrome V.57 above Edge V.79 above Inbuild Micro SD slot: up to 256GB SD Card, Security : IP address filter;complicated password;Authenticated username and password , IP67 & Metal Body,Hardware Reset, D12V/POE(IEEE802.3af),Power Consumption(IR OFF) : 2W-3W,Power Consumption(IR ON) :4W-5.5W , Operating Conditions : -35〜+60°C/less than ≤ 95% RH , Certificates: CE, BIS, FCC, ROHS and REACH, EN55032:2015+A11:2020,EN 55035:2017+A11:2020,EN 61000-3-2:2014, EN61000-3-3:2013+A1:2019 . | Nos | 19
2 | 2MP Fixed Dome Camera
| Supply, Installation, Testing & Commissioning of 2MP Fixed Dome Camera 2MP 1920(H)×1080(V))@60FPS, 1/2.8" Progressive CMOS (Scanning System), Focal Length: Fixed 3.6mm, Color 0.002lux @ F1.6(AGC ON); B/W 0 lux @ IR ON, FOV: Horizontal: Horizontal: 87°, Vertical:44°, Diagonal: 104°,Min. Object Distance :2m ,IR Distance: 30m, S/N Ratio ≥55dB , BLC, 3D DNR, WDR: 120dB, AGC, White Balance, Privacy Masking (4 Zone),IR cut filter with auto switch(Day/Night/Auto/Image/Schedule ) , Electronic Shutter: 1/5 ~ 1/20000sec, Including: Built-in microphone, Video Compression: H.264 & H.265, Unicast/Multicast Streaming, Video Streams: Triple-Stream, Primary Stream: 60fps -1080P(1920x1080),960P(1280x960),720P(1280x720), Secondary Stream: 30fps @ 720P(1280x720),VGA(640x480),QVGA(320x240),Tertiary Stream: 30fps VGA(640x480), QVGA(320x240), Bitrate: 256Kbps ~ 8Mbps (CBR/VBR), Protocol : TCP/IP,HTTP,DHCP,DNS,DDNS,RTP/RTSP,SMTP,NTP,UPnP,SNMP,HTTPS,FTP, ONVIF( Profile S/G/T), AI Support: Face Detection, Human & Vehicle Detection, Perimeter Intrusion Detection, Line Crossing Detection, Cross Counting, Stationary Object Detection, Heat Map, Crowd Density Detection, Queue Length Detection, Rare Sound Detection, Web Browser : IE10/11, Safari V12.1 above, Firefox V.52 above, Google chrome V.57 above Edge V.79 above Inbuild Micro SD slot: up to 256GB SD Card, Security : IP address filter;complicated password;Authenticated username and password , IP67 & Metal Body,Hardware Reset, D12V/POE(IEEE802.3af),Power Consumption(IR OFF) : 2W-3W,Power Consumption(IR ON) :4W-5.5W , Operating Conditions : -35〜+60°C/less than ≤ 95% RH , Certificates: CE, BIS, FCC, ROHS and REACH, EN55032:2015+A11:2020,EN 55035:2017+A11:2020,EN 61000-3-2:2014, EN61000-3-3:2013+A1:2019 . | Nos | 125
3 | 128 Channel NVR
| Supply, Installation, Testing and Commissioning of 128 Channel NVR Embedded Linux , 16 SATA interface, Up to 128 channel Video Inputs, NVR shall have throughput of incoming bandwidth 1024Mbps & outgoing 800 Mbps, 4 numbers of HDMI Video output. Supports live view, storage, and playback at 1- 8MP resolution,Shall be capable of live streaming & Storing 128 cameras, Shall support Net HDD, Storage up to 12TB Surveillance HDD or storage up to 18TB enterprise class per HDD slot, RAID0, RAID1, RAID5, RAID6, RAID10 Support ,Shall support audio, G.711A/G.711U, Shall support 1 E-sata port, 2x RJ45 10M/100M/1000M ports,Audio input 1 channel, Audio Output 1 channel output , Alarm input 16 channel, Alarm Output 4 channel output, USB2.0*1, USB3.0*1+USB2.0*1 port , RS485*1 ,RS232 *1, Protocol :IPv4, IPv6, TCP/IP, HTTP, HTTPS, DDNS,RTMP, SMTP(SSL), SNMP, DHCP, PPPoE, UPnP,NTP, P2P, FTP, Simultaneously record multiple streams in any combination of H.264/H.265/H.264+/H.265+, support Start, stop, normal play, back play, frame by frame forward, full screen, Fast forward / backward (2x, 4x, 8x,16x), Slow forward (1/2x, 1/4x, 1/8x,1/16x), Add custom/ Default Tag for any events at the time of playback, digital zoom, video clip, sub stream/main-stream, playback video bar, Shall be able to take actions pre and post recording, Send email, show message, send email, FTP upload video or screenshot, Cloud upload video or screenshot, full screen, voice prompts, Alarm output trigger, PTZ linkage on events, support the display of VCA metadata on video live-view and and playback, Supports AI from camera side : Face Detection, Human Detection, Vehicle Detection, Perimeter Intrusion Detection, Line Crossing Detection, Cross Counting, Heat Map, Crowd Density Detection, Queue Length Detection, License Plate Detection, Rare Sound Detection, Stationary Object Detection, Sound Detection, Capable to show statistics and graphs of events for different interval of time search, Shall support S.M.A.R.T HDD function for HDD status,Onvif Support , Power Supply : AC 230V SMPS, ATX 250W ,Consumption without HDD : ≤20W , Temperature : Temperature: 0°C~+40°C (32°F ~ 104°F) ;Humidity: Less than 90%RH , 440*460*149mm (W×D×H) Dimensions ,Certificates:CE, BIS, FCC, ROHS and REACH, EN55032:2015+A11:2020,EN 55035:2017+A11:2020,EN 61000-3-2:2014, EN61000-3-3:2013+A1:2019 . | Nos | 1
4 | 32 Channel NVR
| Supply, Installation, Testing and Commissioning of 32 Channel NVR Embedded Linux , 4 SATA interface, Up to 32 channel Video Inputs, NVR shall have throughput of incoming bandwidth 256Mbps & outgoing 128 Mbps, 2* HDMI , 1 *VGA Video output. Supports live view, storage, and playback at 1- 8MP resolution,Shall be capable of live streaming & Storing 32 cameras, Shall support Net HDD, Storage up to 10 TB Surveillance HDD,Shall support audio, G.711A/G.711U, Shall support 1 E-sata port, 2x RJ45 10M/100M/1000M ports,Audio input 1 channel, Audio Output 1 channel output , Alarm input 16 channel, Alarm Output 1 channel output, USB2.0*1, USB3.0*1+USB2.0*1 port , RS485*1,Protocol :IPv4, IPv6, TCP/IP, HTTP, HTTPS, DDNS,RTMP, SMTP(SSL), SNMP, DHCP, PPPoE, UPnP,NTP, P2P, FTP , Simultaneously record multiple streams in any combination of H.264/H.265/H.264+/H.265+, support Start, stop, normal play, back play, frame by frame forward, full screen, Fast forward / backward (2x, 4x, 8x,16x), Slow forward (1/2x, 1/4x, 1/8x,1/16x), Add custom/ Default Tag for any events at the time of playback, digital zoom, video clip, sub stream/main-stream, playback video bar, Shall be able to take actions pre and post recording, Send email, show message, send email, FTP upload video or screenshot, Cloud upload video or screenshot, full screen, voice prompts, Alarm output trigger, PTZ linkage on events, support the display of VCA metadata on video live-view and and playback, Supports AI from camera side : Face Detection, Human Detection, Vehicle Detection, Perimeter Intrusion Detection, Line Crossing Detection, Cross Counting, Heat Map, Crowd Density Detection, Queue Length Detection, License Plate Detection, Rare Sound Detection, Stationary Object Detection, Sound Detection, Capable to show statistics and graphs of events for different interval of time search, Shall support S.M.A.R.T HDD function for HDD status,Onvif Support , Power Supply : DC12V/2A ,Consumption without HDD : 12W , Temperature : -10°C~+50°C (14°F ~ 122°F) Humidity : Less than 90%RH , 300X227X53mm (W×D×H) Dimensions ,Certificates:CE, BIS, FCC, ROHS and REACH, EN55032:2015+A11:2020,EN 55035:2017+A11:2020,EN 61000-3-2:2014, EN61000-3-3:2013+A1:2019 . | Nos | 1
5 | Hard Disk 12TB enterprise Grade Hard Disk | Nos | 14
6 | Hard Disk 10TB enterprise Grade Hard Disk | Nos | 4
7 | 24 Port Gigabite Poe Switch With SFP | Nos | 4
8 | 24-port 1000base-T Gigabit PoE+ Smart Managed Switch, 4 dedicated 100/1000 Base-X Fiber SFP ports,Bandwidth: 56 Gbps non-blocking, Mean Time Between Failures (MTBF): 1,071,000 hours or more,PoE budget: 380W, Storage Temperature: –20° to 70°C (– 4° to 158°F), Per port: Speed, Link, Activity, Syslog (RFC 3164), Admin access control via Radius and TACACS+, Remote/Cloud Managebility,L2 MAC, L3 IP and L4 Port ACLs,CE mark, commercial,UL listed (UL 1950)/cUL IEC 950/EN 60950.
9 | 16 Port Gigabite Poe Switch With SFP | Nos | 4
10 | 16 -port 10/100/1000 Base-T PoE+ Managed Switch with Fiber Uplinks,2 # 1000 Base-X SFP uplink ports,CPU:400 MHz Cortex-A9 Single Core,512MB RAM,16MB SPI + 256MB NAND FLASH,Heat Dissipation: 768.15 BTU/hr,Operating temperature: 0° to 50°C ,Storage temperature: -(-20° to 70° C),PoE Budget- 180 Watt CE EN 55022, EN 61000 and EN 55024,IEC 60950-1:2005 (ed.2)+A1:2009+A2:2013.
11 | 8 Port Gigabite Poe Switch Layer 2 For Indoor Switch | Nos | 3
12 | 10M/100M/1G RJ-45 copper ports,(75W PoE budget),100M/1G SFP (fiber) ports 2 (dedicated),CPU 400 MHz Cortex-A9 Single Core, 512MB RAM 16MB SPI + 256MB NAND FLASH,Bandwidth 20Gbps,Auto-VoIP VLAN / Auto-Voice VLAN Yes, based on OUI bytes (default database and user-based OUIs) in the phone source MAC address,Auto-VoIP Yes, based on protocols (SIP, H.323 and SCCP). Prioritzes traffic to a higher queue upto 40 degree.
13 | 24 Port Network Gigabite Switch Layer 2 | Nos | 1
14 | Rack 4U | Nos | 7
15 | RACK 35U | Nos | 1
16 | Transmitter For Lift Camera | Nos | 2
17 | Receiver For Lift Camera | Nos | 2
18 | Power Supply For Lift Camera | Nos | 2
19 | SFP Module | Nos | 4
20 | Media Converter | Nos | 1
21 | Fiber Patch Chord | Nos | 6
22 | CAT6A Patch Chord 1 Mtr | Nos | 50
23 | RJ45 Connector | Nos | 3
24 | Camera Box Outdoor | Nos | 19
25 | Camera Box Indoor | Nos | 127
26 | CAT6A Cable | Mtrs | 9000
27 | PVC Conduit Pipe | Mtrs | 4000
28 | 6 core Armoured Fiber Cable | Mtrs | 2000
29 | 4k Display 55inch | Nos | 2
Total

## Lighting
BILL OF QUANTITIES
PROJECT :NATIONAL LAW SCHOOL OF INDIA UNIVERSITY, BENGALURU
LOCATION: BENGALURU
DESCRIPTION : ELECTRICAL WORKS
SUBJECT : LIGHTING
SI.NO | Legend | Description | Image | Location | CCT | Body Colour | Unit | Quantity | [9 empty] | Rate |  | Amount
[8 empty] | LGF | GF | 1F | 2F | 3F | 4F | 5F | TF | Buffer | Total | Supply | Installation | Supply | Installation
Lights to be with 1.2-1.5mt cable
1 |  | Supply and installation of 15W 900mm length,51mm width, 70mm hieght, High efficiency long life Linear suspended luminaire with white powder coated finish extruded aluminium housing.Microprismatic Diffuser, UGR<19. LED driver duly wired up to terminal block for easy installation and long service. Luminous efficacy not less than 120lm/W. CRI>80, IP20, Ambient temp-0 to 45DegC, Driver efficiency>85%, THD<10%, CCT- 4000k, 50,000 hrs @ L70 life, Powerfactor>0.95, Surge protection-2 kV, Multistage Isolated Constant Current-Constant Voltage operated driver with range 150-270V AC and Safety Extra Low Voltage Safe level<60V DC as per IEC standard. Luminaire lumen ≥ 1800lms.electronic driver |  | Meeting rooms | 4000k | White | Nos |  | 10 | 9 | 2 | 2 | 2 | 2 |  | 2 | 29
2 |  | Supply and installation of 18W 1200mm length,51mm width, 70mm hieght, High efficiency long life Linear suspended luminaire with white powder coated finish extruded aluminium housing.Microprismatic Diffuser, UGR<19. LED driver duly wired up to terminal block for easy installation and long service. Luminous efficacy not less than 120lm/W. CRI>80, IP20, Ambient temp-0 to 45DegC, Driver efficiency>85%, THD<10%, CCT- 4000k, 50,000 hrs @ L70 life, Powerfactor>0.95, Surge protection-2 kV, Multistage Isolated Constant Current-Constant Voltage operated driver with range 150-270V AC and Safety Extra Low Voltage Safe level<60V DC as per IEC standard. Luminaire lumen ≥ 2160lms. electronic driver |  | Meeting rooms, lounge and workstations | 4000k | White | Nos | 6 | 10 | 2 | 45 |  |  |  |  | 2 | 59
3 |  | Supply and installation of 28W 1800mm length,51mm width, 70mm hieght, High efficiency long life Linear suspended luminaire with white powder coated finish extruded aluminium housing.Microprismatic Diffuser, UGR<19. LED driver duly wired up to terminal block for easy installation and long service. Luminous efficacy not less than 120lm/W. CRI>80, IP20, Ambient temp-0 to 45DegC, Driver efficiency>85%, THD<10%, CCT- 4000k, 50,000 hrs @ L70 life, Powerfactor>0.95, Surge protection-2 kV, Multistage Isolated Constant Current-Constant Voltage operated driver with range 150-270V AC and Safety Extra Low Voltage Safe level<60V DC as per IEC standard. Luminaire lumen ≥ 3360lms. electronic driver |  | Meeting rooms and workstations | 4000k | White | Nos |  |  | 4 | [5 empty] | 1 | 5
4 |  | Supply and installation of 36W 2400mm length,51mm width, 70mm hieght, High efficiency long life Linear suspended luminaire with white powder coated finish extruded aluminium housing.Microprismatic Diffuser, UGR<19. LED driver duly wired up to terminal block for easy installation and long service. Luminous efficacy not less than 120lm/W. CRI>80, IP20, Ambient temp-0 to 45DegC, Driver efficiency>85%, THD<10%, CCT- 4000k, 50,000 hrs @ L70 life, Powerfactor>0.95, Surge protection-2 kV, Multistage Isolated Constant Current-Constant Voltage operated driver with range 150-270V AC and Safety Extra Low Voltage Safe level<60V DC as per IEC standard. Luminaire lumen ≥ 4320lms. electronic driver |  | Meeting rooms and workstations | 4000k | White | Nos |  | 7 | 11 | [5 empty] | 1 | 19
5 |  | Supply and installation of 20W 100mm dia, 200mm height, LED diffused based Cylindrical Down Light with 85lm/W system efficacy. Luminaire shall be made up of Die Cast powder coated housing. Luminaire shall have Optical Grade shall be provided with clear glass lens with high efficiency & minimum glare to maintain 120 deg beam angle.ANSI rated LEDs. The LED life of 50000 Hrs.CCT of 4000k and CRI of Minimum 80.electronic driver |  | Cabins,meeting rooms | 4000k | White | Nos |  | 32 | 53 | 128 | 114 | 118 | 114 |  | 5 | 564
6 |  | Supply and installation of 20W 100mm dia, 200mm height, LED diffused based Cylindrical Down Light with 85lm/W system efficacy. Luminaire shall be made up of Die Cast powder coated housing. Luminaire shall have Optical Grade shall be provided with clear glass lens with high efficiency & minimum glare to maintain 120 deg beam angle.ANSI rated LEDs. The LED life of 50000 Hrs.CCT of 4000k and CRI of Minimum 80. electronic driver |  | Corridor,Toilets | 4000k | White |  | 50 | 105 | 111 | 109 | 52 | 47 | 47 |  | 5 | 476
7 |  | Supply and installation of 10W 100mm dia, 200mm height, LED diffused based Cylindrical Down Light with 85lm/W system efficacy. Luminaire shall be made up of Die Cast powder coated housing. Luminaire shall have Optical Grade shall be provided with clear glass lens with high efficiency & minimum glare to maintain 120 deg beam angle.ANSI rated LEDs. The LED life of 50000 Hrs.CCT of 4000k and CRI of Minimum 80. electronic driver |  | Toilets | 4000k | White |  | 13 | 9 | 11 | 12 | 3 | 3 | 3 |  | 2 | 43
8 |  | Supply and installation of 18W recessed mounted IP40 LED Circular Down lighter luminaire with system lumen output ≥1800 lm. Luminaire shall be made up of die cast aluminium housing with 145 mm dia of cutout. Luminaire shall have Microprismatic Diffuser UGR<19. Luminaire should Have IP rating of IP40 with IK 05 as protection. ANSI rated LEDs with the life of 50000 Hrs. CCT of 4000k and CRI of Minimum 70. electronic driver suitable to operate in input voltage range of 150V to 270V with minimum 2KV surge protection. The driver should have efficiency of ≥85% with Power factor ≥ 0.95 and I THD of ≤ 10% should be integral to the luminaire. electronic driver |  | Meeting rooms,cabins,moot court | 4000k | White |  |  | 83 | 64 | 27 |  |  |  |  | 5 | 179
9 |  | Supply and installation of 6W recessed mounted IP40 LED Circular Down lighter luminaire with system lumen output ≥600 lm. Luminaire shall be made up of die cast aluminium housing with 145 mm dia of cutout. Luminaire shall have Microprismatic Diffuser UGR<19. Luminaire should Have IP rating of IP40 with IK 05 as protection. ANSI rated LEDs with the life of 50000 Hrs. CCT of 4000k and CRI of Minimum 70. electronic driver suitable to operate in input voltage range of 150V to 270V with minimum 2KV surge protection. The driver should have efficiency of ≥85% with Power factor ≥ 0.95 and I THD of ≤ 10% should be integral to the luminaire. electronic driver |  | Toilets | 4000k | White | Nos |  | 6 | 5 | [5 empty] | 1 | 12
10 |  | Supply and installation of IP40, 20W (4 feet) Suspended type conduit Mounted LED Batten with System efficacy of more than 110 lm/W (2200 lumens). The luminaire shall have High Optically Efficient Polycarbonate Diffuser for Uniform illumination and wider light distribution. life of 50000 Hrs . The LEDs used should be with CCT of 5700 K and CRI of Minimum 80. LED Driver shall be Isolated type, Constant Current topology driver with proper heat sink for heat dissipation suitable to operate in input voltage range of 150V to 270V with 3 KV internal surge protection, Power factor greater than 0.95 and total harmonic distortion (THD) of less than 10% should be integral to the luminaire. |  | Storage,service rooms | 4000k | White | Nos | 26 | 6 | 9 | 2 | 2 | 2 | 2 |  | 5 | 28
11 |  | Supply and installation of 10W Mirror light with LED electronic driver with CCT of 4000k,life of 50000 Hrs. Power factor greater than 0.95 |  | Toiets | 4000k | White | Nos | 6 | 9 | 10 | 8 | 3 | 3 | 3 |  | 2 | 38
12 |  | Supply and installation of surface/wall mounted SMD LED bulkhead luminaire of 10W LED fixture with System efficacy of 100 lm/W and 1000 system lumens, operating in ambient temperature of 0⁰C to 45⁰C at 50Hz frequency . Luminaire shall be made up of pressure die cast aluminum housing powder coated in dark gray with polycarbonate high transmissivity opal diffuser. Luminaire is with high quality silicon gasket of IP40 and IK10 protection . life of 50000 burning hours tested at maximum current .The LEDs used shall be with CCT of 5700 K and CRI of minimum 80, Constant Current with range 140-280V AC with internal surge protection of 2.5kV. Driver of Efficiency > 80%, Power factor of minimum 0.95 and total harmonic distortion (THD) of less than or equal to 10% shall be integral to the luminaire with electroinic driver. indoor type |  | Shafts | 4000k | White | Nos | 7 | 10 | 7 | 6 | 3 | 3 | 3 |  | 2 | 34
13 |  | Supply and installation of surface/wall mounted SMD LED bulkhead luminaire of 10W LED fixture with System efficacy of 100 lm/W and 1000 system lumens, operating in ambient temperature of 0⁰C to 45⁰C at 50Hz frequency . Luminaire shall be made up of pressure die cast aluminum housing powder coated in dark gray with polycarbonate high transmissivity opal diffuser. Luminaire is with high quality silicon gasket of IP65 and IK10 protection . life of 50000 burning hours tested at maximum current .The LEDs used shall be with CCT of 5700 K and CRI of minimum 80, Constant Current with range 140-280V AC with internal surge protection of 2.5kV. Driver of Efficiency > 80%, Power factor of minimum 0.95 and total harmonic distortion (THD) of less than or equal to 10% shall be integral to the luminaire with electroinic driver. out door type |  | Terrace | 4000k | White | Nos |  |  |  |  | 53 |  |  | 33 | 5 | 91
14 |  | Supply and installation of Integral, IP 20, 600mm dia 30W LED Pendent mounted circular Ring fixture.The LED shall be with the life of 50000 Hrs tested at maximum current.The LEDs used should be with CCT of 5700 K and CRI of Minimum 80. LED Driver shall be CRCA constructed, Isolated type, Constant Current topology driver with proper heat sink for heat dissipation suitable to operate in input voltage range of 150V to 270V with 2 KV internal surge protection, Power factor greater than 0.95 andtotal harmonic distortion (THD) of less than 10% should be integral to the luminaire with electroinic driver |  |  | 4000k | White | Nos |  |  | 6 | [6 empty] | 6
15 |  | Supply and installation of of 30W, 250mm dia, 290mm hieght LED Hi-power Downlight – Surface type, 133lm/W system efficacy. The LED shall be with the life of 50000 Hrs tested at maximum current.The LEDs used should be with CCT of 5700 K and CRI of Minimum 80 with electroinic driver. |  | Double height area | 4000k | White | Nos |  | 33 | 32 | [5 empty] | 1 | 66
16 |  | Supply and installation of 60W, 250mm dia, 290mm hieght LED Hi-power Downlight – Surface type, 133lm/W system efficacy. The LED shall be with the life of 50000 Hrs tested at maximum current.The LEDs used should be with CCT of 5700 K and CRI of Minimum 80 with electroinic driver.outdoor type IP 65 |  | Entrance lobby | 4000k | White | Nos |  |  | 12 | [5 empty] | 1 | 13
17 |  | Supply and installation of 80W, 250mm dia, 290mm hieght LED Hi-power Downlight – Surface type, 133lm/W system efficacy. The LED shall be with the life of 50000 Hrs tested at maximum current.The LEDs used should be with CCT of 5700 K and CRI of Minimum 80 with electroinic driver.outdoor type IP 65 |  | Entrance lobby | 4000k | White | Nos | [9 empty] | RO
18 |  | Supply and installation of 20W, 120mm dia, 174mm hieght LED surface Downlight – Surface type, 115lm/W system efficacy. The LED shall be with the life of 50000 Hrs tested at maximum current.The LEDs used should be with CCT of 5700 K and CRI of Minimum 80 with electroinic driver.outdoor type IP 65 |  | Terrace pavilion | 4000k | Black | [5 empty] | 17 |  |  |  | 1 | 18
19 |  | Supply and installation of 30W, 350mmx350mmLED square light 115lm/W system efficacy. The LED shall be with the life of 50000 Hrs tested at maximum current.The LEDs used should be with CCT of 5700 K and CRI of Minimum 80 with electroinic driver.outdoor type | [6 empty] | 39 | 70 | 83 |  |  |  |  | 2 | 194
20 |  | 20W, 1200mm length, Up-Down 70% down 30% up deep recessed prismatic diffuser, Extruded Aluminium housing and Die casted endcap duly powder coated White and with black colour as a option, Technology edge with high efficacy LEDs, 65° Beam lens with microstructured antiglare optical lens and the antiglare cover with multiple colour options, UGR<16 for Up-Down variant, Driver is pre-wired up to terminal block on the housing, |  |  | 4000k | White | Nos | [9 empty] | RO
21 |  | 40W, 2400mm length, Up-Down 70% down 30% up deep recessed prismatic diffuser, Extruded Aluminium housing and Die casted endcap duly powder coated White and with black colour as a option, Technology edge with high efficacy LEDs, UGR<16 for Up-Down variant, Driver is pre-wired up to terminal block on the housing, |  |  | 4000k | White | Nos | [9 empty] | RO
22 |  | 20W, 1200mm length, 150mm width techzone light prismatic diffuser, Extruded Aluminium housing and Die casted endcap duly powder coated White and with black colour as a option, Technology edge with high efficacy LEDs, UGR<16 for Up-Down variant, Driver is pre-wired up to terminal block on the housing, |  |  | 4000k | White | Nos | [9 empty] | RO
23 |  | 40W, 2400mm length, 150mm width techzone light prismatic diffuser, Extruded Aluminium housing and Die casted endcap duly powder coated White and with black colour as a option, Technology edge with high efficacy LEDs, UGR<16 for Up-Down variant, Driver is pre-wired up to terminal block on the housing, |  |  | 4000k | White | Nos | [9 empty] | RO
24 |  | 6W mtr Strp light with 4000k |  |  | 4000k | White | Mtrs | [8 empty] | 20 | 20
25 |  | PIR motion sensor |  | toilets and cabins |  |  |  | 11 | 17 | 26 | 36 | 30 | 29 | 30 |  | 2 | 170
26 |  | 10w Foot lights with 4000k |  | Staircase | [12 empty] | RO
27 |  | 20W string lights with 4000k |  | Entrance area |  |  |  |  | 8 | [7 empty] | 8
Total | [7 empty] | 119 | 384 | 442 | 458 | 279 | 207 | 204 | 33 | 65 | 2072 | 0 | 0 | 0 | 0

## CABLES,EXT. BACKUP (hidden)
CABLE SIZE | TERMINATIONS | LENGTH | 5% BUFFER | TOTAL | PIPE | QTY
3.5C x 185 - Ground-Al | 4 | 500 | 25 | 525 | 200MM RCC PIPE FOR LT CABLE | 10
3C x 10 - Air-Al | 60 | 1973 | 98.65 | 2074.65 | 200MM DWC PIPE FOR LT CABLE | 60
4C x 10 - Air-Al | 20 | 722 | 36.1 | 762.1 | 100MM DWC PIPE FOR ELV | 10
4C x 16 - Air-Al | 4 | 230 | 11.5 | 244.5
4C x 25- Air-AL | 4 | 220 | 11 | 235 | 600(L)X600(W)X500(D) ELECTRICAL CHAMBER | 5
3C x 10 - Air-Cu | 2 | 8 | 0.4 | 8.4
3C x 6 - Air-Cu | 14 | 420 | 21 | 442
3C x 4 - Air-Cu | 36 | 1216 | 60.8 | 1277.8
| 144 | 5289 | 264.45 | 5553.45

## RWYS AND CABLE TRYS BACKUP (hidden)
SL NO | SOCKETS TYPE | LGF | GF | 1F | 2F | 3F | 4F | 5F | TF | QTY
ELECTRICAL CABLE TRAY
1 | 100x50mm PERFORATED TYPE CABLE TRAY | [8 empty] | 0
2 | 150x50mm PERFORATED TYPE CABLE TRAY |  | 21 | 70 | 70 | 5 | 5 | 5 |  | 190
3 | 200x50mm PERFORATED TYPE CABLE TRAY |  | 15 | [6 empty] | 15
4 | 300x50mm PERFORATED TYPE CABLE TRAY |  | 80 | [6 empty] | 90
5 | 450x50mm PERFORATED TYPE CABLE TRAY |  | 15 | [6 empty] | 20
8 | 300mm INSIDE SHAFT | 30 | [7 empty] | 35
|  | 0 | 131 | 70 | 70 | 5 | 5 | 5 | 0 | 350
LIGHTING CABLE TRAY WITH COVER
1 | 100x50mm PERFORATED TYPE CABLE TRAY |  |  |  |  | 60 |  |  | 50 | 120
2 | 150x50mm PERFORATED TYPE CABLE TRAY |  |  |  |  | 35 |  |  |  | 40
|  | 0 | 0 | 0 | 0 | 95 | 0 | 0 | 50 | 160
TERRACE CABLE TRAYS
1 | 100x50mm PERFORATED TYPE CABLE TRAY |  | 75 | 100 | 20 |  |  |  |  | 205
2 | 150x50mm PERFORATED TYPE CABLE TRAY |  |  | 10 | 10 |  |  |  |  | 25
3 | 200x50mm PERFORATED TYPE CABLE TRAY |  | 25 | 25 | 55 |  |  |  |  | 115
|  | 0 | 100 | 135 | 85 | 0 | 0 | 0 | 0 | 345
DATA FLOOR RACEWAY
1 | 100x50mm GI FLOOR RACEWAY | [8 empty] | 0
6 | 125x125x50mm GI JUNCTION BOX |  | 18 | 20 | 9 | 8 | 8 | 8 |  | 76
9 | 32MM∅ FLOOR DATA CONDUIT |  | 10 | 30 | [5 empty] | 40
10 | 25MM∅ FLOOR DATA CONDUIT |  | 50 | 50 | 50 | 50 | 35 | 35 |  | 270
|  | 0 | 78 | 100 | 59 | 58 | 43 | 43 | 0 | 386
POWER FLOOR RACEWAY
1 | 100x50mm GI FLOOR RACEWAY |  | 18 | 32 | 50 |  |  |  |  | 110
6 | 125x125x50mm GI JUNCTION BOX |  | 48 | 70 | 110 | 26 | 28 | 28 |  | 315
10 | 25MM∅ FLOOR POWER CONDUIT |  | 135 | 190 | 240 | 70 | 75 | 75 |  | 835
|  | 0 | 201 | 292 | 400 | 96 | 103 | 103 | 0 | 1260
POWER CEILING RACEWAY
1 | 100x50mm GI CEILING RACEWAY |  | 75 |  | 45 | 20 | 20 | 20 |  | 200
2 | 150x50mm GI CEILING RACEWAY |  |  | 25 | 15 |  |  |  |  | 45
3 | 200x50mm GI CEILING RACEWAY |  |  |  | 45 | 30 | 30 | 30 |  | 140
9 | 32MM∅ CEILING POWER CONDUIT | 10 | 10 | 10 | 20 | 25 | 25 | 25 |  | 125
10 | 25MM∅ CEILING POWER CONDUIT |  | 500 | 500 | 1000 |  |  |  | 50 | 2050
|  | 10 | 585 | 535 | 1125 | 75 | 75 | 75 | 50 | 2560
DATA CEILING RACEWAY
1 | 100x50mm GI CEILING RACEWAY |  | 10 | 10 | [5 empty] | 25
3 | 200x50mm GI CEILING RACEWAY |  | 15 | [6 empty] | 15
4 | 300x50mm GI CEILING RACEWAY | 30 | [7 empty] | 30 | inside shaft
9 | 32MM∅ CEILING DATA CONDUIT |  | 90 | 80 | 170 | 80 | 85 | 85 |  | 590
10 | 25MM∅ CEILING DATA CONDUIT | [8 empty] | 0
|  | 30 | 115 | 90 | 170 | 80 | 85 | 85 | 0 | 70

## DBs BACKUP (hidden)
SL NO | SOCKETS TYPE | LGF | GF | 1F | 2F | 3F | 4F | 5F | TF | QTY
1 | 1ø, 16way SPN DB (LRPDB'S) | 1 | [7 empty] | 1
Incoming : 40A DP RCBO 30mA
Outgoing: 12 Nos.10A/16A SP MCB ( 'C' curve)
2 | 1ø, 12way SPN DB (LRPDB'S) | 2 |  | 1 | [5 empty] | 3
Incoming : 40A DP RCBO 30mA
Outgoing: 8 Nos.10A/16A SP MCB ( 'C' curve)
3 | 1ø, 20way SPN DB (LDB'S) |  | 2 | 2 | 1 | 1 | 1 | 1 | 1 | 9
Incoming : 25A DP RCBO 30mA
Outgoing: 16 Nos.10A SP MCB ( 'C' curve)
4 | 1ø, 16way SPN DB (LDB'S) |  |  |  | 2 |  |  |  | 1 | 3
Incoming : 25A DP RCBO 30mA
Outgoing: 12 Nos.10A SP MCB ( 'C' curve)
5 | 1ø, 12way SPN DB (ELDB'S & LDBS) |  | 2 | 1 | 1 | 1 | 1 | 1 |  | 7
Incoming : 25A DP RCBO 30mA
Outgoing: 8 Nos.10A SP MCB ( 'C' curve)
6 | 1ø, 12way SPN DB (RPDB'S) |  | 2 | 2 | 2 | 1 | 1 | 1 |  | 9
Incoming : 40A DP RCBO 100mA
Outgoing: 8 Nos.10A/16A SP MCB ( 'C' curve)
7 | 1ø, 16way SPN DB (RPDB'S) |  |  |  | 1 | 1 | 1 | 1 |  | 4
Incoming : 40A DP RCBO 100mA
Outgoing: 12 Nos.10A/16A SP MCB ( 'C' curve)
8 | 1ø, 16way SPN DB (ACDB'S) |  | 1 | [6 empty] | 1
Incoming : 40A DP RCBO 100mA
Outgoing: 12 Nos.10A/16A SP MCB ( 'C' curve)
9 | 1ø, 12way SPN DB (ACDB'S) |  |  | 1 | [5 empty] | 1
Incoming : 40A DP RCBO 100mA
Outgoing: 8 Nos.10A/16A SP MCB ( 'C' curve)
10 | 3ø, 8Way TPN RPDBS |  | 2 | 2 | 1 |  |  |  |  | 5
Incoming - 40A 4P MCB
Sub incommer: 3Nos. 32A DP RCCB (100 mA) for each phase
Outgoings: 18Nos.16A SP MCB ( 'C' curve)
11 | 3ø, 12Way TPN RPDBS |  |  |  | 1 |  |  |  |  | 1
Incoming - 40A 4P MCB
Sub incommer: 3Nos. 32A DP RCCB (100 mA) for each phase
Outgoings: 30Nos.16A SP MCB ( 'C' curve)
12 | 1ø, 12way SPN DB (UDB'S) |  | 1 | 1 | 1 |  |  |  |  | 3
Incoming : 40A DP RCBO 300mA
Outgoing: 8 Nos.10A/16A SP MCB ( 'D' curve)
|  | 3 | 10 | 10 | 10 | 4 | 4 | 4 | 2 | 47

## SOCKETS BACKUP (hidden)
SL NO | SOCKETS TYPE | LGF | GF | 1F | 2F | 3F | 4F | 5F | TF | QTY
1 | 3Nos. OF 6A UNIVERSAL SOCKET CONTROLLED BY 1No. OF 6A SP SWITCH WITH OUT BOX ON UPS POWER. | 2 | 130 | 190 | 295 | 26 | 26 | 12 |  | 681
2 | 1 NO OF 5/6A UNIVERSAL SOCKET WITHOUT SWITCH FOR URINALS & WASH BASIN SENSORS ON RAW POWER (@CEILING). | 11 | 18 | 19 | 19 | 7 | 7 | 7 |  | 88
3 | 6/16A, UNIVERSAL SOCKET CONTROLLED BY 1 No. OF 16 A SINGLE POLE SWITCH ON RAW POWER FOR HAND DRIER. (@1200MM FROM FFL.) | 5 | 7 | 9 | 6 | 3 | 3 | 3 |  | 36
4 | 6/16A, UNIVERSAL SOCKET CONTROLLED BY 1 No. OF 16 A SINGLE POLE SWITCH ON RAW POWER- CLEANING SOCKET(300@MM FROM FFL). | 10 | 30 | 28 | 43 | 29 | 32 | 31 |  | 203
5 | 6/16A, UNIVERSAL SOCKET CONTROLLED BY 1No. OF 16A SP SWITCH FOR UTILITY ON RAW POWER (AS PER ARCH ELEVATION). |  |  |  |  | 5 |  |  |  | 5
6 | 16A, 5 PIN SOCKET CONTROLLED BY 1 No. OF 16 A SINGLE POLE SWITCH ON RAW POWER(2400@MM FROM FFL). | 2 | 15 | 6 | 3 | 2 | 2 | 2 | 2 | 34
7 | 6A, UNIVERSAL SOCKET CONTROLLED BY 1 No. OF 6 A SINGLE POLE SWITCH FLOOR POP UP BOX ON UPS POWER |  | 5 | 8 | 9 | 2 | 1 |  |  | 25
8 | 16A, UNIVERSAL SOCKET CONTROLLED BY 1No. OF 16A SP SWITCH FOR PROJECTOR ON UPS POWER (AS PER ARCH ELEVATION). |  | 5 | 3 | 6 |  |  |  |  | 14
9 | 3Nos. OF 16A UNIVERSAL SOCKET CONTROLLED BY 1No. OF 16A SP SWITCH WITH OUT BOX ON UPS POWER-FOR AV & SPEAKER. |  | 4 | 5 | 7 |  |  |  |  | 16
| MCB WITH ELCB FOR AC UNIT |  |  |  |  | 3 |  |  |  | 3
|  | 30 | 214 | 268 | 388 | 74 | 71 | 55 | 2 | 1102
130

## EARTHING (hidden)
FROM | TO | 50 x 10 mm GI STRIP IN mm(L-METERS) | 50 x 6 mm GI STRIP IN mm(L-METERS) | 25 x 6 mm GI STRIP mm(L-METERS) | 25 x 3 mm GI STRIP mm(L-METERS) | 8 SWG GI WIREmm(L-METERS)
GROUND FLOOR
G1-E1-E1 | MAIN LT PANEL | 44.992
MAIN LT PANEL | O/P PANEL 1 |  | 12
MAIN LT PANEL | O/P PANEL 2 |  | 12
MAIN LT PANEL | UPS-1 |  |  |  |  | 12
MAIN LT PANEL | UPS-2 |  |  |  |  | 12
| UPS-3 |  |  |  |  | 12
MAIN LT PANEL | 25X6 EARTH BAR |  |  | 100
25X6 EARTH BAR | RPDB-1 |  |  |  |  | 6
25X6 EARTH BAR | RPDB-3 |  |  |  |  | 6
25X6 EARTH BAR | EMDB |  |  |  |  | 6
25X6 EARTH BAR | LDB |  |  |  |  | 6
MAIN LT PANEL | 25X6 EARTH BAR |  |  | 140
25X6 EARTH BAR | RPDB-4 |  |  |  |  | 6
25X6 EARTH BAR | RPDB-2 |  |  |  |  | 6
25X6 EARTH BAR | UPS DB1 |  |  |  |  | 6
25X6 EARTH BAR | LDB |  |  |  |  | 6
25X6 EARTH BAR | UPS DB2 |  |  |  |  | 6
25X6 EARTH BAR | AC DB |  |  |  |  | 6
FIRST FLOOR
MAIN LT PANEL | LRPDB |  |  | 140
MAIN LT PANEL | 25X6 EARTH BAR |  |  | 110
25X6 EARTH BAR | RPDB-1 |  |  |  |  | 6
25X6 EARTH BAR | RPDB-3 |  |  |  |  | 6
25X6 EARTH BAR | EMDB |  |  |  |  | 6
25X6 EARTH BAR | LDB |  |  |  |  | 6
MAIN LT PANEL | 25X6 EARTH BAR |  |  | 180
25X6 EARTH BAR | RPDB-4 |  |  |  |  | 6
25X6 EARTH BAR | RPDB-2 |  |  |  |  | 6
25X6 EARTH BAR | UPS DB1 |  |  |  |  | 6
25X6 EARTH BAR | LDB |  |  |  |  | 6
25X6 EARTH BAR | UPS DB2 |  |  |  |  | 6
25X6 EARTH BAR | AC DB |  |  |  |  | 6
SECOND FLOOR
MAIN LT PANEL | 25X6 EARTH BAR |  |  | 59.992
25X6 EARTH BAR | LDB |  |  |  |  | 6
25X6 EARTH BAR | RPDB-1 |  |  |  |  | 6
25X6 EARTH BAR | RPDB-3 |  |  |  |  | 6
MAIN LT PANEL | 25X6 EARTH BAR |  |  | 120
25X6 EARTH BAR | RPDB-2 |  |  |  |  | 6
25X6 EARTH BAR | RPDB-4 |  |  |  |  | 6
25X6 EARTH BAR | EMDB |  |  |  |  | 6
25X6 EARTH BAR | LDB |  |  |  |  | 6
MAIN LT PANEL | 25X6 EARTH BAR |  |  | 190
25X6 EARTH BAR | UPS DB |  |  |  |  | 6
25X6 EARTH BAR | LDB |  |  |  |  | 6
25X6 EARTH BAR | RPDB-5 |  |  |  |  | 6
THIRD FLOOR
MAIN LT PANEL | 25X6 EARTH BAR |  |  | 25
25X6 EARTH BAR | RPDB-1 |  |  |  |  | 6
25X6 EARTH BAR | RPDB-2 |  |  |  |  | 6
25X6 EARTH BAR | EMDB |  |  |  |  | 6
25X6 EARTH BAR | LDB |  |  |  |  | 6
FOURTH FLOOR
MAIN LT PANEL | 25X6 EARTH BAR |  |  | 30
25X6 EARTH BAR | RPDB-1 |  |  |  |  | 6
25X6 EARTH BAR | RPDB-2 |  |  |  |  | 6
25X6 EARTH BAR | EMDB |  |  |  |  | 6
25X6 EARTH BAR | LDB |  |  |  |  | 6
FIFTH FLOOR
MAIN LT PANEL | 25X6 EARTH BAR |  |  | 35
25X6 EARTH BAR | RPDB-1 |  |  |  |  | 6
25X6 EARTH BAR | RPDB-2 |  |  |  |  | 6
25X6 EARTH BAR | EMDB |  |  |  |  | 6
25X6 EARTH BAR | LDB |  |  |  |  | 6
LOWER GROUND FLOOR
MAIN LT PANEL | LDB |  |  | 25
MAIN LT PANEL | RPDB |  |  | 6
MAIN LT PANEL | 25X6 EARTH BAR |  |  | 160
MAIN LT PANEL | KITCHEN PANEL |  |  |  | 10
MAIN LT PANEL | LRPDB-1 |  |  |  |  | 6
MAIN LT PANEL | LRPDB-2 |  |  |  |  | 6
LIFTS
G1-E3-E4 | LIFT-1 |  |  |  | 146 | 6
G1-E5-E6 | LIFT-2 |  |  |  | 160 | 6
ELV
G1-E7-E8 | ELV RACK |  |  |  | 60
AC
| 25X6 EARTH BAR |  |  | 180
25X6 EARTH BAR | AC UNIT 1 |  |  |  |  | 10
| AC UNIT 2 |  |  |  |  | 20
| AC UNIT 3 |  |  |  |  | 20
| EX 1 |  |  |  |  | 10
| EX 2 |  |  |  |  | 10
| EX 3 |  |  |  |  | 10
| EX 4 |  |  |  |  | 140
| FRESH AIR GF |  |  |  |  | 20
| EX GF |  |  |  |  | 40
| FRESH AIR 1F |  |  |  |  | 20
| EX 1F |  |  |  |  | 40
| KITCHEN EX |  |  |  |  | 20
| KITCHEN FRESH AIR |  |  |  |  | 20
|  | 44.992 | 24 | 1500.992 | 376 | 692
BUFFER |  | 2.2496 | 1.2 | 75.0496 | 18.8 | 34.6
TOTAL |  | 50.2416 | 25.2 | 1580.0416 | 394.8 | 729.6
25 x 6 mm GI STRIP | 10

## POINT WIRING BACKUP (hidden)
|  | SWITCH CONTROL |  | SENSOR+SWITCH CONTROL |  | MCB CONTROL
LGF |  | PRIMARY POINTS | SECONDARY POINTS | PRIMARY POINTS | SECONDARY POINTS | PRIMARY POINTS | SECONDARY POINTS
| L1-L2-F1-F2 | 4 | 8
| L4 | 1 | 2
| L5-L8 | 3 | 3 | 1 | 2
| L9-L12 | 2 | 2 | 2 | 3
| L68-71 | 3 | 15
| 72 | 1
| F29-F30 | 2 | 3
| L25-27 | 3 | 8
| L18 | 1 | 1
| L16-17 | 1 |  | 1
| L19-L24 | 6 | 30
| L28-L31 | 2 |  | 2
GF | CL1-CL2A |  |  |  |  | 3 | 24
| CL3-CL7,CL6A |  |  |  |  | 6 | 35
| L5 | 1 | 1
| L1-L4 | 2 | 4 | 2 | 3
| L6-L8-L11-F1-F2 | 4 | 2 | 4 | 13
| L12-L14 | 3 | 11
| L18-L21-F3-F5 | 7 | 16
| L22-L27-6-F7 | 10 | 20
| L28-L29-F10 | 2 | 14 | 1 | 5
| L30-33-F11-F12 | 4 | 7 | 2 | 4
| L34-L36 | 3 |  | 1
| L39-40 | 2 |  | 1
| CL8 |  |  |  |  | 1 | 6
| L43-L44-F14 | 1 |  | 2 | 4
| L45-46 | 2 | 1
| L47-49-F15-F16 | 2 |  | 3 | 8
| L-50-51-F17 | 2 |  | 1 | 4
| L52-L53-F18 | 2 | 1 | 1 | 2
| L54-L55-F19 | 2 | 1 | 1 | 2
| L41-L42-F13 | 2 | 1 | 1 | 2
| F23-L58 | 1 |  | 1 | 3
| F24-L59 | 1 |  | 1 | 2
| L63-F25,L64 | 2 |  | 1 | 3
| L65-L66-F26 | 2 | 3 | 1 | 4
| L67A-F27 | 2 | 3
1F | L19-L22-F3-F5 | 7 | 16
| L23-L27-6-F7 | 10 | 20
| L3-L6 | 2 | 4 | 2 | 3
| L9-L12-L11-F1-F2 | 4 | 2 | 4 | 13
| L13-L16 | 3 | 11
| L1-L2 | 2 | 6
| CL9-CL10 |  |  |  |  | 2 | 6
| L79-L82 | 4 | 10
| L72-L78 | 4 | 4 | 4 | 23
| L78A | 1 | 12
| CL1-CL2A |  |  |  |  | 2 | 11
| CL3-CL8,CL6A |  |  |  |  | 6 | 35
| L28 |  |  | 1 | 4
| L29-L32-F9-F11 | 7 | 15
| L36-L37 | 1 | 1 | 1
| L38-L39 | 2
| L33-L35 | 2 |  | 1
| L40-L41-F13 | 2 | 3 | 1 | 5
| L42-L43-F15 | 3 | 2 | 1 | 2
| L44 | 1 |  | 1 | 2
| L45-L46-F17 | 2 | 1 | 1 | 4
| L47-48 | 2
| L49-F18 | 1 |  | 1 | 2
| L50-F19 | 1 |  | 1 | 2
| L51-F20 | 1 |  | 1 | 2
| L52-F21 | 1 |  | 1 | 2
| L53-F22 | 1 |  | 1 | 2
| L54-57-F23-F24A | 4 | 6 | 1
| L58-L59-F25 | 2 | 1 | 1 | 2
| L60 |  |  | 1 | 2
| L61-62-F26 | 1 | 1 | 1 | 2
| L63-64-F27 | 1 | 1 | 1 | 2
| L65-F12 | 2 | 3
| L66-L67 | 3 | 2 | 2 | 10
| L68-L70 | 3 | 7
2F | L1-L2-F1-F2 | 2 | 1 | 1 | 4
| L3 | 1 | 1
| L4 | 1 |  | 1 | 3
| CL1-CL2 |  |  |  |  | 2 | 14
| L41-L44 | 2 | 4 | 2 | 3
| L40 | 1 | 2
| L45-L49-F23-F24 | 4 | 2 | 4 | 13
| CL50-54 |  |  |  |  | 6 | 35
| L56-L59-F25-F27 | 7 | 16
| L60-L63-F28-30 | 10 | 20
| L66-L69-F31-F33 | 7 | 15
| CL5-CL7 |  |  |  |  | 3 | 33
| CL70-CL74 | 7 | 11
| CL9 | 1 | 8
| CL9A-B-C-D | 4 |  |  |  |  | 38
| L39-F22 | 1 |  | 1 | 2
| L38-F21 | 1 |  | 1 | 2
| L39-F22 | 1 |  | 1 | 2
| L5-F3 | 1 |  | 1 | 2
| L6-F4 | 1 |  | 1 | 2
| L7-F5 | 1 |  | 1 | 2
| L8-F6 | 1 |  | 1 | 2
| L9-F7 | 1 |  | 1 | 2
| L10-F8 | 1 |  | 1 | 2
| L11-F9 | 1 |  | 1 | 2
| L12-F10 | 1 |  | 1 | 2
| L13-F11 | 1 |  | 1 | 2
| L14-F12 | 1 |  | 1 | 2
| L15-F13 | 1 |  | 1 | 2
| L16-F14 | 1 |  | 1 | 2
| L17-F15 | 1 |  | 1 | 2
| L24-F17 | 1 |  | 1 | 2
| L25-F18 | 1 |  | 1 | 2
| L34-F19 | 1 |  | 1 | 2
| L35-F20 | 1 |  | 1 | 2
| L26-33 | 1 |  | 8 | 3
| L39-F18 | 1 |  | 1 | 2
| L18-23 | 9 | 26
3F | L1-L2-F1-F2 | 2 | 1 | 1 | 4
| L3 | 1 | 1
| L4 | 1 |  | 1 | 3
| CL1-CL2 |  |  |  |  | 2 | 14
| L5-F3 | 1 |  | 1 | 2
| L6-F4 | 1 |  | 1 | 2
| L7-F5 | 1 |  | 1 | 2
| L8-F6 | 1 |  | 1 | 2
| L9-F7 | 1 |  | 1 | 2
| L10-F8 | 1 |  | 1 | 2
| L11-F9 | 1 |  | 1 | 2
| L12-F10 | 1 |  | 1 | 2
| L13-F11 | 1 |  | 1 | 2
| L14-F12 | 1 |  | 1 | 2
| L15-F13 | 1 |  | 1 | 2
| L16-F14 | 1 |  | 1 | 2
| L17-F15 | 1 |  | 1 | 2
| L24-F17 | 1 |  | 1 | 2
| L25-F18 | 1 |  | 1 | 2
| L34-F19 | 1 |  | 1 | 2
| L35-F20 | 1 |  | 1 | 2
| L26-33 | 1 |  | 8 | 3
| L39-F18 | 1 |  | 1 | 2
| L18-23 | 9 | 26
| CL28A,B,C,D,E |  |  |  |  | 5 | 48
| CL28F |  |  |  |  | 2 | 14
4F | L1-L2-F1-F2 | 2 | 1 | 1 | 4
| L3 | 1 | 1
| L4 | 1 |  | 1 | 3
| CL1-CL2 |  |  |  |  | 2 | 14
| L5-F3 | 1 |  | 1 | 2
| L6-F4 | 1 |  | 1 | 2
| L7-F5 | 1 |  | 1 | 2
| L8-F6 | 1 |  | 1 | 2
| L9-F7 | 1 |  | 1 | 2
| L10-F8 | 1 |  | 1 | 2
| L11-F9 | 1 |  | 1 | 2
| L12-F10 | 1 |  | 1 | 2
| L13-F11 | 1 |  | 1 | 2
| L14-F12 | 1 |  | 1 | 2
| L15-F13 | 1 |  | 1 | 2
| L16-F14 | 1 |  | 1 | 2
| L17-F15 | 1 |  | 1 | 2
| L24-F17 | 1 |  | 1 | 2
| L25-F18 | 1 |  | 1 | 2
| L34-F19 | 1 |  | 1 | 2
| L35-F20 | 1 |  | 1 | 2
| L26-33 | 1 |  | 8 | 3
| L39-F18 | 1 |  | 1 | 2
| L18-23 | 9 | 26
5F | L1-L2-F1-F2 | 2 | 1 | 1 | 4
| L3 | 1 | 1
| L4 | 1 |  | 1 | 3
| CL1-CL2 |  |  |  |  | 2 | 14
| L5-F3 | 1 |  | 1 | 2
| L6-F4 | 1 |  | 1 | 2
| L7-F5 | 1 |  | 1 | 2
| L8-F6 | 1 |  | 1 | 2
| L9-F7 | 1 |  | 1 | 2
| L10-F8 | 1 |  | 1 | 2
| L11-F9 | 1 |  | 1 | 2
| L12-F10 | 1 |  | 1 | 2
| L13-F11 | 1 |  | 1 | 2
| L14-F12 | 1 |  | 1 | 2
| L15-F13 | 1 |  | 1 | 2
| L16-F14 | 1 |  | 1 | 2
| L17-F15 | 1 |  | 1 | 2
| L24-F17 | 1 |  | 1 | 2
| L25-F18 | 1 |  | 1 | 2
| L34-F19 | 1 |  | 1 | 2
| L35-F20 | 1 |  | 1 | 2
| L26-33 | 1 |  | 8 | 3
| L39-F18 | 1 |  | 1 | 2
| L18-23 | 9 | 26
EMERGENCY
LGF | EL1 | 1
| EL2 | 1
| EL3 | 1
| EL4 | 1
| EL5 | 1
| EL6 | 1 | 1
| EL7 | 1
| EL8 | 1 | 1
| EL9 | 1 | 1
| EL10 | 1 | 2
GF | CEL1-2 | 1 |  |  |  |  | 19
| EL1 | 1
| EL2 | 1 | 1
| EL3 | 1 | 1
| EL4 | 1 | 1
| EL5 | 1 | 2
| EL6 | 1 | 1
| EL7 | 1 | 1
| EL8 | 1 | 1
| EL9 | 1
| EL10 | 1
| EL10A | 1
| EL11 | 1
| EL12 | 1
| EL13 | 1
| EL14 | 1
| EL15 | 1
| EL16 | 1
| EL17 | 1
| EL18 | 1
| EL19 | 1
| EL20 | 1
| EL21 | 1
| EL22 | 1
| EL23 | 1 | 1
| EL24 | 1
| EL25 | 1
| EL26 | 1
1F | EL1 | 1
| EL2 | 1
| EL3 | 1 | 1
| EL4 | 1 | 1
| EL5 | 1 | 1
| EL6 | 1 | 2
| EL7 | 1 | 3
| EL8 | 1
| EL9 | 1 | 2
| EL10 | 1 | 1
| EL11 | 1
| EL12 | 1 | 1
| EL13 | 1
| EL14 | 1
| EL15 | 1
| EL16 | 1
| EL17 | 1
| EL18 | 1
| EL19 | 1
| EL20 | 1
| EL21 | 1 | 1
| EL22 | 1
| EL23 | 1
| EL24 | 1
| EL25 | 1
| EL26 | 1
| EL27 | 1 | 1
| EL28 | 1 | 2
| EL29 | 1 | 1
| CEL1-2 | 1 |  |  |  | 2 | 19
2F | EL1 | 1
| EL2 | 1
| EL3 | 1
| EL4 | 1
| EL5 | 1
| EL6 | 1
| EL7 | 1
| EL8 | 1
| EL9 | 1
| EL10 | 1
| EL11 | 1
| EL12 | 1
| EL13 | 1
| EL14 | 1
| EL15 | 1
| EL16 | 1
| EL17 | 1 | 1
| EL18 | 1 | 2
| EL19 | 1
| EL20 | 1
| EL21 | 1
| EL22 | 1
| EL23 | 1
| EL24 | 1
| EL25 | 1
| EL26 | 1
| EL27 | 1
| EL28 | 1
| EL29 | 1 | 1
| EL30 | 1 | 1
| EL31 | 1 | 1
| EL32 | 1 | 2
| EL33 | 1 | 2
| CEL2A | 1
| EL34 | 1 | 2
| EL35 | 1 | 1
| EL36 | 1 | 3
| EL37 | 1 | 3
| CEL1 | 1 |  |  |  | 1 | 8
3F | EL1 | 1
| EL2 | 1
| EL3 | 1
| EL4 | 1
| EL5 | 1
| EL6 | 1
| EL7 | 1
| EL8 | 1
| EL9 | 1
| EL10 | 1
| EL11 | 1
| EL12 | 1
| EL13 | 1
| EL14 | 1
| EL15 | 1
| EL16 | 1
| EL17 | 1 | 1
| EL18 | 1 | 2
| EL19 | 1
| EL20 | 1
| EL21 | 1
| EL22 | 1
| EL23 | 1
| EL24 | 1
| EL25 | 1
| EL26 | 1
| EL27 | 1
| CEL2A | 1
| CEL1 | 1 |  |  |  | 1 | 8
4F | EL1 | 1
| EL2 | 1
| EL3 | 1
| EL4 | 1
| EL5 | 1
| EL6 | 1
| EL7 | 1
| EL8 | 1
| EL9 | 1
| EL10 | 1
| EL11 | 1
| EL12 | 1
| EL13 | 1
| EL14 | 1
| EL15 | 1
| EL16 | 1
| EL17 | 1 | 1
| EL18 | 1 | 2
| EL19 | 1
| EL20 | 1
| EL21 | 1
| EL22 | 1
| EL23 | 1
| EL24 | 1
| EL25 | 1
| EL26 | 1
| EL27 | 1
| CEL2A | 1
| CEL1 | 1 | 8
| EL30 | 1 | 1
| EL31 | 1 | 1
| EL32 | 1 | 2
| EL33 | 1 | 2
| CEL2A | 1
| EL34 | 1 | 2
| EL35 | 1 | 1
| EL36 | 1 | 3
| EL37 | 1 | 3
| CEL1 | 1 |  |  |  | 1 | 8
5F | EL1 | 1
| EL2 | 1
| EL3 | 1
| EL4 | 1
| EL5 | 1
| EL6 | 1
| EL7 | 1
| EL8 | 1
| EL9 | 1
| EL10 | 1
| EL11 | 1
| EL12 | 1
| EL13 | 1
| EL14 | 1
| EL15 | 1
| EL16 | 1
| EL17 | 1 | 4
| EL18 | 1 | 4
| EL19 | 1
| EL20 | 1
| EL21 | 1
| EL22 | 1
| EL23 | 1
| EL24 | 1
| EL25 | 1
| EL26 | 1
| EL27 | 1
| CEL2A | 1
| CEL1 | 1 | 8
| EL30 | 1 | 1
| EL31 | 1 | 1
| EL32 | 1 | 2
| EL33 | 1 | 2
| CEL2A | 1
| EL34 | 1 | 2
| EL35 | 1 | 1
| EL36 | 1 | 5
| EL37 | 1 | 5
| CEL1 | 1 |  |  |  | 1 | 8
TOTAL |  | 570 | 600 | 185 | 360 | 55 | 420
lighthing
LGF | 600 | 60 | 660
GF | 1600 | 160 | 1760
1F | 1600 | 160 | 1760
2F | 1600 | 160 | 1760
3F | 800 | 80 | 880
4F | 800 | 80 | 880
5F | 800 | 80 | 880
tF | 225 | 22.5 | 247.5
8999.5
power first point + looping
LGF | 900 | 135 | 1035
GF | 2700 | 405 | 3105
1F | 2700 | 405 | 3105
2F | 3600 | 540 | 4140
3F | 900 | 135 | 1035
4F | 900 | 135 | 1035
5F | 900 | 135 | 1035
tF |  | 0 | 0
14500